## BoQ1 (hidden)
Item Rate BoQ
BoQ_Ver3.0 | Item Rate | Normal | INR Only | INR
Select, Excess (+), Less (-) |  | Less (-)
Tender Inviting Authority: The Project Director, MHSSP
Name of Work: Construction, renovation & extension of works of Health facilities (12 Nos.) etc. in East Jaintia Hills-1 and West Jaintia Hills
Contract No: DHS/P-43/MHSSP/CW-5 (a)/2021-22
Name of the Bidder/ Bidding Firm / Company :
PRICE SCHEDULE (This BOQ template must not be modified/replaced by the bidder and the same should be uploaded after filling the relevent columns, else the bidder is liable to be rejected for this tender. Bidders are allowed to enter the Bidder Name and Values only)
NUMBER # | TEXT # | TEXT # | NUMBER # | TEXT # | NUMBER | NUMBER | TEXT | TEXT # | NUMBER # | TEXT# | TEXT # | NUMBER # | NUMBER | NUMBER | NUMBER | NUMBER | TEXT | TEXT | NUMBER | NUMBER | NUMBER | NUMBER | TEXT | TEXT | NUMBER | NUMBER | NUMBER | NUMBER | TEXT | TEXT | NUMBER | NUMBER | NUMBER | NUMBER | TEXT | TEXT | NUMBER | NUMBER | NUMBER | NUMBER | TEXT | TEXT | NUMBER | NUMBER | NUMBER # | NUMBER # | TEXT | TEXT | NUMBER # | NUMBER # | DATE | NUMBER # | NUMBER # | TEXT #
Sl. No. | Name of the Work | Item Code | Quantity | Units | Estimated Rate |  |  | Addition / Deduction | Addition / Deduction Values | Currency Convertion against each Item | Quoted Currency in INR / Other Currency | BASIC RATE In Figures To be entered by the Bidder Rs. P | Excise Duty | VAT | Freight Charges ( Unloading & Stacking) | Any Other Taxes/Duties/Levies |  |  | Other Taxes 2 | IIIrd Party i.e DGS&D / RITES etc Inspection Charges @0.34%+Service Tax | Less for Cenvat Credit,if any respect of Supplies Under full Excise Duty Category | [30 empty] | TOTAL AMOUNT With Taxes | TOTAL AMOUNT With Taxes | TOTAL AMOUNT In Words
1 | 2 | 3 | 4 | 5 | 6 | 7 | 8 | 9 | 10 | 11 | 12 | 13 | 14 | 15 | 16 | 17 | 18 | 19 | 20 | 21 | 22 | 23 | 24 | 25 | 26 | 27 | 28 | 29 | 30 | 31 | 32 | 33 | 34 | 35 | 36 | 37 | 38 | 39 | 40 | 41 | 42 | 43 | 44 | 45 | 46 | 47 | 48 | 49 | 50 | 51 | 52 | 53 | 54 | 55
1 | Construction of Ramp- Nongtalang CHC | Item 1 | 1 | Nos | 100 |  |  | Excess(+) | 1 | Full Conversion | INR | [40 empty] | 0 | 0 | #VALUE!
2 | Improvement of Main Building/Extension of PHC at Roof Top i/c sanitary installation and electrification - Mynso PHC | Item 2 | 1 | Nos | 100 |  |  | Excess(+) | 1 | Full Conversion | INR | [40 empty] | 0 | 0 | #VALUE!
3 | Extention of Labour Room-Khliehtyrshi PHC | Item 3 | 1 | Nos | 100 |  |  | Excess(+) | 1 | Full Conversion | INR | [40 empty] | 0 | 0 | #VALUE!
4 | Tuber SC | Item 4
4.1 | Improvement of Sub-Centre Building-Tuber SC | Item 5 | 1 | Nos | 100 |  |  | Excess(+) | 1 | Full Conversion | INR | [40 empty] | 0 | 0 | #VALUE!
4.2 | Construction Deep Burial Pit-Tuber SC | Item 6 | 1 | Nos | 100 |  |  | Excess(+) | 1 | Full Conversion | INR | [40 empty] | 0 | 0 | #VALUE!
4.3 | Construction Sharp Pit-Tuber SC | Item 7 | 1 | Nos | 100 |  |  | Excess(+) | 1 | Full Conversion | INR | [40 empty] | 0 | 0 | #VALUE!
4.4 | Construction Labour Room including (Internal Water Supply and Inetrnal Electrification)-Tuber SC | Item 8 | 1 | Nos | 100 |  |  | Excess(+) | 1 | Full Conversion | INR | [40 empty] | 0 | 0 | #VALUE!
5 | Cham Cham SC | Item 9
5.1 | Improvement of Sub-Centre Building-Cham Cham SC | Item 10 | 1 | Nos | 100 |  |  | Excess(+) | 1 | Full Conversion | INR | [40 empty] | 0 | 0 | #VALUE!
5.2 | Construction Deep Burial Pit-Cham Cham SC | Item 11 | 1 | Nos | 100 |  |  | Excess(+) | 1 | Full Conversion | INR | [40 empty] | 0 | 0 | #VALUE!
5.3 | Construction Sharp Pit-Cham Cham SC | Item 12 | 1 | Nos | 100 |  |  | Excess(+) | 1 | Full Conversion | INR | [40 empty] | 0 | 0 | #VALUE!
6 | Lad Rymbai SC | Item 13
6.1 | Construction Deep Burial Pit-Lad Rymbai SC | Item 14 | 1 | Nos | 100 |  |  | Excess(+) | 1 | Full Conversion | INR | [40 empty] | 0 | 0 | #VALUE!
6.2 | Construction Sharp Pit-Lad Rymbai SC | Item 15 | 1 | Nos | 100 |  |  | Excess(+) | 1 | Full Conversion | INR | [40 empty] | 0 | 0 | #VALUE!
6.3 | Construction Labour Ro-om including (Internal Water Supply and Inetrnal Electrification)-Lad Rymbai SC | Item 16 | 1 | Nos | 100 |  |  | Excess(+) | 1 | Full Conversion | INR | [40 empty] | 0 | 0 | #VALUE!
7 | Sohkymphor SC | Item 17
7.1 | Improvement of Sub-Centre Building-Sohkymphor SC | Item 18 | 1 | Nos | 100 |  |  | Excess(+) | 1 | Full Conversion | INR | [40 empty] | 0 | 0 | #VALUE!
7.2 | Construction Deep Burial Pit-Sohkymphor SC | Item 19 | 1 | Nos | 100 |  |  | Excess(+) | 1 | Full Conversion | INR | [40 empty] | 0 | 0 | #VALUE!
7.3 | Construction Sharp Pit-Sohkymphor SC | Item 20 | 1 | Nos | 100 |  |  | Excess(+) | 1 | Full Conversion | INR | [40 empty] | 0 | 0 | #VALUE!
8 | Mukhaialong SC | Item 21
8.1 | Improvement of Sub-Centre Building-Mukhaialong SC | Item 22 | 1 | Nos | 100 |  |  | Excess(+) | 1 | Full Conversion | INR | [40 empty] | 0 | 0 | #VALUE!
8.2 | Construction Deep Burial Pit-Mukhaialong SC | Item 23 | 1 | Nos | 100 |  |  | Excess(+) | 1 | Full Conversion | INR | [40 empty] | 0 | 0 | #VALUE!
8.3 | Construction Sharp Pit-Mukhaialong SC | Item 24 | 1 | Nos | 100 |  |  | Excess(+) | 1 | Full Conversion | INR | [40 empty] | 0 | 0 | #VALUE!
8.4 | Construction Labour Room including (Internal Water Supply and Inetrnal Electrification)-Mukhaialong SC | Item 25 | 1 | Nos | 100 |  |  | Excess(+) | 1 | Full Conversion | INR | [40 empty] | 0 | 0 | #VALUE!
9 | Narwan SC | Item 26
9.1 | Improvement of Sub-Centre Building-Narwan SC | Item 27 | 1 | Nos | 100 |  |  | Excess(+) | 1 | Full Conversion | INR | [40 empty] | 0 | 0 | #VALUE!
9.2 | Construction Deep Burial Pit-Narwan SC | Item 28 | 1 | Nos | 100 |  |  | Excess(+) | 1 | Full Conversion | INR | [40 empty] | 0 | 0 | #VALUE!
9.3 | Construction Sharp Pit-Narwan SC | Item 29 | 1 | Nos | 100 |  |  | Excess(+) | 1 | Full Conversion | INR | [40 empty] | 0 | 0 | #VALUE!
9.4 | Construction Labour Room including (Internal Water Supply and Inetrnal Electrification)-Narwan SC | Item 30 | 1 | Nos | 100 |  |  | Excess(+) | 1 | Full Conversion | INR | [40 empty] | 0 | 0 | #VALUE!
10 | Iongkaluh SC | Item 31
10.1 | Improvement of Sub-Centre Building-Iongkaluh SC | Item 32 | 1 | Nos | 100 |  |  | Excess(+) | 1 | Full Conversion | INR | [40 empty] | 0 | 0 | #VALUE!
10.2 | Construction Deep Burial Pit-Iongkaluh SC | Item 33 | 1 | Nos | 100 |  |  | Excess(+) | 1 | Full Conversion | INR | [40 empty] | 0 | 0 | #VALUE!
10.3 | Construction Sharp Pit-Iongkaluh SC | Item 34 | 1 | Nos | 100 |  |  | Excess(+) | 1 | Full Conversion | INR | [40 empty] | 0 | 0 | #VALUE!
10.4 | Construction Labour Room including (Internal Water Supply and Inetrnal Electrification)-Iongkaluh SC | Item 35 | 1 | Nos | 100 |  |  | Excess(+) | 1 | Full Conversion | INR | [40 empty] | 0 | 0 | #VALUE!
11 | Moolamanoh SC | Item 36
11.1 | Improvement of Sub-Centre Building-Moolamanoh SC | Item 37 | 1 | Nos | 100 |  |  | Excess(+) | 1 | Full Conversion | INR | [40 empty] | 0 | 0 | #VALUE!
11.2 | Construction Deep Burial Pit-Moolamanoh SC | Item 38 | 1 | Nos | 100 |  |  | Excess(+) | 1 | Full Conversion | INR | [40 empty] | 0 | 0 | #VALUE!
11.3 | Construction Sharp Pit-Moolamanoh SC | Item 39 | 1 | Nos | 100 |  |  | Excess(+) | 1 | Full Conversion | INR | [40 empty] | 0 | 0 | #VALUE!
11.4 | Construction Labour Room including (Internal Water Supply and Inetrnal Electrification)-Moolamanoh SC | Item 40 | 1 | Nos | 100 |  |  | Excess(+) | 1 | Full Conversion | INR | [40 empty] | 0 | 0 | #VALUE!
12 | Rngad SC | Item 41
12.1 | Improvement of Sub-Centre Building-Rngad SC | Item 42 | 1 | Nos | 100 |  |  | Excess(+) | 1 | Full Conversion | INR | [40 empty] | 0 | 0 | #VALUE!
12.2 | Construction Deep Burial Pit-Rngad SC | Item 43 | 1 | Nos | 100 |  |  | Excess(+) | 1 | Full Conversion | INR | [40 empty] | 0 | 0 | #VALUE!
12.3 | Construction Sharp Pit-Rngad SC | Item 44 | 1 | Nos | 100 |  |  | Excess(+) | 1 | Full Conversion | INR | [40 empty] | 0 | 0 | #VALUE!
13 | Cost for ESMP Compliance - will be paid one time at the end of the project | Item 45 | 1 | Nos | 100 |  |  | Excess(+) | 1 | Full Conversion | INR | [40 empty] | 0 | 0 | #VALUE!
Total in Figures | [51 empty] | 0 | 0 | #VALUE! | 4 | Construction of chamber for 100mm sluice plates | item5 | 10 | Nos
Quoted Rate in Figures |  |  |  | Select | [47 empty] | 0 | 0 | #VALUE!
Quoted Rate in Words |  |  | #VALUE!
Validate
Print
Help

## Nongtalang (hidden)
Sl.No | Item No. | Description of Items (With brief specification and reference to book of specification) | Quantity | Unit | Rates in INR (in figure) | Amount in INR
Name of Health Facilities: Nongtalang C.H.C
Name of Work: Construction of Ramp including electrification
DEMOLISHING/DISMANTLING
1 | 18.7 | Demolishing stone rubble masonry including stacking of serviceable material and disposal of unserviceable material within 50 metres lead as per direction of Engineer-in-charge. | 30 | cum |  | 0
2 | 18.5 | Demolishing brick work including stacking of serviceablematerial and disposal of unserviceable material within 50 metres lead as per direction Of Engineer-in-charge | 4.42 | cum |  | 0
EARTHWORK
EARTHWORK IN EXCAVATION
3 | 2.9 | Earth work in excavation by manual/mechanical means over areas (exceeding 30cm in depth, 1.5m in width as well as 10sqm on plan) including getting out and disposal of excavated earth lead upto 50m and lift upto 1.5m, as directed by engineer-in-charge (a) All kinds of soil | 75 | cum |  | 0
4 | 2.1 | Earthwork in excavation upto a depth of 2m below the existing ground level for foundation trenches of foundations, footings of column/ walls, retaining walls, septic tank etc. including bailing out water where necessary and removal of surplus earth with all lead and lifts as directed and specified for the following classification of soils.
|  | (a) All kinds of soil | 159.14 | Cum |  | 0
EARTHWORK IN FILLING
5 | 2.6 | Earthwork in filling (excluding rock) in trenches, plinth, sides of foundation otc in layers not exceeding 20 cm thick including breaking Of clods, consolidating each layer by ramming and watering, lead up to 50 m and lift up to 1.5 m
|  | (b) With available excavated earth | 117.76 | Cum |  | 0
DISPOSAL
6 | 2.8 | Disposal of surplus earth from the work site including loading and unloading complete as directed | 91.89 | Cum |  | 0
STONE WORK
STONE SOLING
7 | 12.5 | Providing soling with stone/ best quality picked jhama brick, sand packed and laid to level and in panel after preparing the subgrade as directed including all labour and materials and if necessary dewatering, complete.
|  | (a) Stone soling (i) 100mm | 157.95 | Sqm |  | 0
|  | (b) Stone soling (ii) 150mm (drain) | 12 | Sqm |  | 0
STONE MASONRY
8 | 8.5 | Providing regular stone masonry in retaining walls etc. with coursed, hammer dressed or blunt chisel dressed stones Of heavy section not less than 25x25x30 cm with proper key stone each not less than 25x25x75 cm long sct in cement mortar 1 :6 (1 cement: 6 sand) including filling Of trenches and providing of weep holes at 1.20 to 1.50 metres apart staggered. | 77.62 | Cum |  | 0
PLAIN CEMENT CONCRETE
9 | 5.1 | Plain cement concrete works in foundation bed for footing steps, walls, brick works etc below plinth level as directed and specified including dewatering if necessary, and curing complete (shuttering where necessary shall be measured andpaid separately). (b) :3:6 (1 Cement: 3 coarse sand: 6 graded stone aggregate 20 mm nominal size) | 13.18 | Cum |  | 0
10 | 12.1 | Plain cement concrete floor base in prop 1 :3:6 laid in alternate bays as specified with coarse aggregate Of size 13 mm to 32 mm including dewatering if necessary, and curing etc. complete..
|  | (c ) 100 mm thick in prop 1:3:6 | 115.5 | Sqm |  | 0
SHUTTERING/FORMWORK
11 |  | Centering and shuttering lncluding strutting propplng etc. and removal of form for all heights complcte and as directed by Engineer in charge.
| 4.1 | Foundation, footings, bases of columns, pile cap, raft and mass concrete works etc. | 83.6 | Sqm |  | 0
| 4.16 | Lintels, beams, plinth beams, girders, bressumers and cantilevers with water proof ply 12 mm thick | 256.92 | Sqm |  | 0
| 4.5 | Columns, Pillars, Piers, Abutments, Posts and struts | 136.8 | Sqm |  | 0
| 4.15 | Suspended floors, roofs, landings, balconies and access platform with water proof ply 12 mm thick | 272.6 | Sqm |  | 0
REINFORCEMENT
12 | 6.11 | Supplying, fitting and fixing in position reinforcement bars up to lst floor level, conforming to relevant I.S. Code for Ft.C.C. work/ a.a. walling including straightening, cleaning, cutting and bending to proper shapes and length as per details, supplying and binding with 20 G annealed black wire and placing in position with proper blocks, supports, chairs, spacers etc. complete.
|  | (c ) Thermo-Mechanically Treated bars | 146.03 | Qtl |  | 0
REINFORCED CEMENT CONCRETE
13 | 6.1 | Providing and laying in position specified grade of reinforced cement concrete, excluding the cost Of centering, shuttering, finishing and reinforcement- All work up to plinth level:
|  | (b) M20 or 1:11/2:3 (1 cement: 11/2 coarse sand: 3 graded stone aggregate 20 mm nominal size) | 20.32 | Cum |  | 0
14 | 6.2 | Reinforced cement concrete work in walls (any thickness),including attached pilasters, buttresses, fillets, columns, pillars, posts and struts etc. above plinth level up to first floor level, excluding cost of centering, shuttering, finishing and reinforcement:
|  | (b) M20 or Prop 1:1.5:3 | 10.26 | Cum |  | 0
15 | 6.3 | Reinforced cement concrete work in beams, slabs, roofs having slope up to 15°, landings, balconies, shelves, chajjas, lintels, bands, plain window sills, staircases and spiral stair cases above plinth level up to first flcor level, excluding the cost of centerlng, shuttering, finishing and reinforcement
|  | (b) M20 or 1:1.5:3 | 54.49 | Cum |  | 0
BRICK WORK
16 | 7.1 | Half brick masonry with common burnt clay (non modular) lsd class bricks in superstructure above plinth level up to first floor level.
|  | (b) Cement mortar 1 :4 (1 cement: 4 coarse sand) | 335.09 | sqm |  | 0
DAMP PROOF COURSE
17 | 12.2 | Providing and laying damp proof course with cement concrete in prop 1 :11/2:3 with graded stone aggregate Of 10 mm down nominal size including providing approved damp proof admixture in proportion as recommended by the manufacturer including curing etc. complete as directed (b) 40mm thick | 11.31 | sqm |  | 0
PLASTERING
18 | 15.8 | 15 mm cement plaster on rough side Of single or half brick wall finished with a floating coat Of neat cement Of mix: .
|  | (a) 1 :3 (1 cement: 3 fine sand) | 964.3 | Sqm |  | 0
WATERPROOFING MATERIAL
19 | 15.14 | Extra for providing and mixing water proofing material in cement plaster work in proportion recommended by the manufacturers, | 35 | bag of 50Kg of cement |  | 0
20 | 25.8 | Providing and laying four courses water proofing treatment with bitumen felt over roofs consisting Of first and third courses of blown bitumen 85/25 or 90/15 conforming to ls:702 applied hot @ 1.45 Kg/sqm of area tor each course, second course Of roofing felt type 3 grade-I (hessian based serf finished bitumen felt) and fourth and final course of stone grit 6 mm and down size or pea sized gravel spread at 0.006 cum/sqm, including preparation of surface but excluding grading complete. | 103.5 | Sqm |  | 0
ALUMINIUM DOORS & WINDOWS
21 | 24.1 | Providing and fixing aluminium work for doors, windows, ventilators and partitions with extruded built up standard tubular sections/ appropriate Z sections and other sections of approved make contorming to ls:733 and ls:1285, fixing with dash fasteners of required diameter and size, including necessary filling up the gaps at junctions, i.e. at top, bottom and sides with required EPDM rubber/ neoprene gasket etc. Aluminium sections shall be smooth, rust free, straight, mitred and jointed mechanically wherever required including cleat angle, Aluminium snap beading for glazing/ panelling, C.P. brass/ stainless steel screws, all complete as per architectural drawings and the directions of Engineer-in-charge. (Glazing, and panelling to be paid for separately):
|  | (a) For fixed portion (i) Anodised aluminium (anodised transparent or dyed to required shade according to IS:1868, Minimum anodic coating of grade AC 15) | 53.13 | kg |  | 0
|  | b)For shutters ot doors, windows & ventilators including providing and fixing hinges/ pivots and making provision for fixing Of fittings wherever required including the cost of EPDM rubber/ neoprene gasket required (Fittings shall be paid for separately) (i) Anodised aluminium (anodised transparent or dyed to required shade according to lS:1868, Minimum anodic coating of grade AC 15) | 58.96 | kg |  | 0
22 | 24.12 | Providing and fixing aluminium tubular handle bar 32 mm outer dia, 3.0 mm thick & 2100 mm long with SS screws etc. complete as per direction ot Engineer-in-Charge. (a) Anodized (AC 15) aluminium tubular handle bar | 32 | each |  | 0
23 | 24.11 | Providing and fixing stainless steel (SS 304 grade) adjustable friction windows stays of approved quality with necessary stainless steel screws etc. to the side hung windows as per direction of Engineer-in-charge complete. (b) 255x19 mm | 14 | each |  | 0
24 | 24.17 | Providing and fixing anodised aluminium grill (anodised transparent or dyed to required shade according to ls:1868 with minimum anodic coating of grade AC 15) Of approved design/ pattern, with approved standard section and fixed to the existing window frame with C.P. brass/ stainless steel screws @ 200 mm centre to centre, including cutting the grill to proper opening size for fixing and operation of handles and fixing approved anodised aluminium standard section around the opening, all complete as per requirement and direction of Engineer-in-charge. (Only weight of grill to be measured for payment). | 21.02 | kg |  | 0
GLASS PANES
25 | 24.3 | Providing and fixing glazing in aluminium door. window, ventilator shutters and partitions etc. with EPDM rubber/ neoprene gasket etc. complete as per the architectural drawings and the directions of engineer-in-charge: (c ) With float glass panes of 5 mm thickness (weight not less than 12.50 kg/Sqm) | 15.75 | sqm |  | 0
TILES WORK
WALL TILES
26 | 9.27 | Providing polished VITPllFIED wall tiles of approved quality, size, shape and thickness not less than 8 mm on walls and skirting over cement mortar bed 10 mm thick in prop.1:3 (1 cement: 3 coarse sand) including cutting where necessary finished with flush pointing with adhesive or white cement slurry mixed with approved pigment to match shade of tiles complete at all levels as specified and directed.
|  | (a) Normal range | 141.6 | Sqm |  | 0
FLOOR TILES
27 | 12.54 | Providing Vitrified Antiskid Tiles of approved quality size, shape not less than 8 mm on floor, skirting over a cement mortar bed 15 mm thick of 1:3 (1 cement: 3 coarse sand) complete at all level as specified and directed..
|  | (a) Normal range | 75.6 | Sqm |  | 0
PAINTING
28 | 16.6 | Distempering with dry distemper of approved brand and manufacture (two or more coats) of required shade on newwork, over and including water thinnable priming coat to give an even shade | 280.35 | Sqm |  | 0
29 | 16.11 | Applying one coat of water thinnable cement primer ofapproved brand and manufacture on surfaces:
|  | Water thinnable cement primer | 350.25 | Sqm |  | 0
30 | 16.17 | Finishing walls with Premium Acrylic Smooth exterior paint with Silicone additives of required shade, including scaffolding: New work (Two or more coats applied @ 1.43 ltr/10 sqm over sqm 155.00 and including priming coat Of exterior primer applied @ 2.20 kg/10 sqm) | 350.25 | Sqm |  | 0
PLINTH PROTECTION
31 | 12.4 | Making plinth protection 50mm thick of cement concrete 1:3:6 (1 cement: 3 coarse sand: 6 graded stone aggregate 20 mm nominal size) over 75 mm thick bed of dry brick ballast 40 mm nominal size, well rammed and consolidated and grouted with fine sand, including necessary excavation, levelling & dressing & finishing the top smooth.
|  |  | 34.8 | Sqm |  | 0
ELECTRIFICATION
1 | 1 | Wiring in looping system with copper PVC cable 250/440 volt grade of size 1.5 sqm of approved quality using PVC casing capping including 5 amperes switch Indian best quality ceiling rose etc. (b) (i) With copper conductor | 8 | Each |  | 0
2 | 9 | Drawing of Main and Sub- Main line with DGSD approved VIR or PVC 250/440 Volt grade in PVC casing capping complete with all accessories. (b) With 2 x 4 mm² copper conductor | 50 | Rm |  | 0
3 | 62 | Supplying fitting & fixing T5/T8/T9 etc Fluorescent tube light fitting complete with electronic Chokes etc with all accessories for surface or pendant mounting as per Department direction and approved. (c) T- 8 fitting (14/25/28)W | 8 | Each |  | 0
4 | 67 | Supplying fitting & fixing 15Amp switches socket combined mounted on PVC board or concealed to the wall complete with all necessary accessories. (a) 15Amp SS combine surface mounted | 8 | Each |  | 0
Sub-Total in Figures | [5 empty] | 0
Total in Figures | [5 empty] | 0

## Mynso (hidden)
Sl.No | Item No. | Description of Items (With brief specification and reference to book of specification) | Quantity | Unit | Rates in INR (in figure) | Amount in INR
Name of Health Facilities: Mynso PHC
Name of Work: Improvement of Main Building/Extension of PHC at Roof Top i/c sanitary installation and electrification
DEMOLISH
1 | 18.1 | Demolishing cement concrete including disposal of material within 50 metres lead as per direction of Engineer-in-charge (b) Nominal concrete 1 :4:8 or leaner mix (i/c equivalent design mix) | 2.538 | m3 |  | 0
2 | 17.47 | Hacking of CC flooring including cleaning for Surface etc. complete as per direction of the Engineer-in-Charge. | 288.9 | m² |  | 0
SHUTTERING
3 |  | Centering and shuttering lncluding struttlng, propplng etc. and removal of form for all heights complcte and as directed by Engineer in charge.
| 4.5 | Columns, Pillars, Piers, Abutments, Posts and struts | 116.58 | m² |  | 0
| 4.16 | Lintels, beams, plinth beams, girders, bressumers and cantilevers with water proof ply 12 mm thick | 159.32 | m² |  | 0
| 4.15 | Suspended floors, roofs, landings, balconies and access platform with water proof ply 12 mm thick | 6.03 | m² |  | 0
| 4.6 | Stairs/ spiral staircase, (excluding landings) (using timbe | 7.2 | m² |  | 0
REINFORCEMENT
4 | 6.11 | Supplying, fitting and fixing in position reinforcement bars up to lst floor level, conforming to relevant I.S. Code for Ft.C.C. work/ a.a. walling including straightening, cleaning, cutting and bending to proper shapes and length as per details, supplying and binding with 20 G annealed black wire and placing in position with proper blocks, supports, chairs, spacers etc. complete.(c ) Thermo-Mechanically Treated bars | 49.06 | Qntl |  | 0
REINFORCED CEMENT CONCRETE WORK
5 | 6.2 | Reinforced cement concrete work in walls (any thickness), including attached pilasters, buttresses, fillets, columns, pillars, posts and struts etc. above plinth level up to first floor level, excluding cost of centering, shuttering, finishing and reinforcement:(b) M20 or 1 :11/2:3 (1 cement: 11/2 coarse sand: 3 graded stone aggregate 20 mm nominal size) | 8.24 | m3 |  | 0
6 | 6.3 | Reinforced cement concrete work in beams, slabs, roofs having slope up to 15°, landings, balconies, shelves, chajjas, lintels, bands, plain window sills, staircases and spiral stair cases above plinth level up to first flcor level, excluding the cost of centerlng, shuttering, finishing and reinforcement (b) M20 or 1 :1.5:3 (1 cement: llA coarse sand: 3 graded stone aggregate 20 mm nominal size) | 14.58 | m3 |  | 0
7 | 6.9 | Extra over item No 6.2 to 6.8 above for each subsequent floor or part thereof above the first floor level. | 8.237 | m3 |  | 0
|  |  | 14.58 | m3 |  | 0
BRICK MASONRY
8 | 7.1 | Brick nogged wall with 1st class brick in cement mortar including racking out joints and curing complete as directed in super structure. (a) Half Brick (112 mm) thick 1st class brick nogged wall (i) In prop 1:4 | 164.77 | m² |  | 0
9 | 7.11 | Extra over item No 7.8 and 7.10 above tor each subsequent floor or part thereof above the first floor level. | 164.77 | m4 |  | 0
PLASTERING
10 | 15.8 | 15 mm cement plaster on rough side Of single or half brick wall finished with a floating coat Of neat cement Of mix: (a) 1 :3 (1 cement: 3 fine sand) | 439.56 | m² |  | 0
ALUMINIUM WORKS
ALUMINIUM DOORS WINDOWS & PARTITION
11 | 24.1 | Providing and fixing aluminium work for doors, windows, ventilators and partitions with extruded built up standard tubular sections/ appropriate Z sections and other sections of approved make contorming to ls:733 and ls:1285, fixing with dash fasteners of required diameter and size, including necessary filling up the gaps at junctions, i.e. at top, bottom and sides with required EPDM rubber/ neoprene gasket etc. Aluminium sections. (a) For fixed portion (i) Anodised aluminium (anodised transparent or dyed to required shade according to IS:1868, Minimum anodic coating of grade AC 15) | 763.47 | kg |  | 0
|  | (b)For shutters ot doors, windows & ventilators including providing and fixing hinges/ pivots and making provision for fixing Of fittings wherever required including the cost of EPDM rubber/ neoprene gasket required (Fittings shall be paid for separately) | 261.56 | kg |  | 0
12 | 24.2 | Providing and fixing 12 mm thick pre-laminated particle board flat pressed three layer or graded wood particle board conforming to ls:12823 Grade-I Type-ll, in panelling fixed in aluminium doors, windows shutters and partition frames with C.P. brass/ stainless steel screws etc. complete as per architectural drawings and directions of engineer-in-charge. (b) Pre-laminated particle board with decorative lamination on both sides | 118.09 | m² |  | 0
13 | 24.12 | Providing and fixing aluminium tubular handle bar 32 mm outer dia, 3.0 mm thick & 2100 mm long with SS screws etc. complete as per direction ot Engineer-in-Charge. | 60 | each |  | 0
14 | 24.17 | Providing and fixing anodised aluminium grill (anodised transparent or dyed to required shade according to ls:1868 with minimum anodic coating of grade AC 15) Of approved design/ pattern, with approved standard section and fixed to the existing window frame with C.P. brass/ stainless steel screws @ 200 mm centre to centre, including cutting the grill to proper opening size for fixing and operation of handles and fixing approved anodised aluminium standard section around the opening, all complete as per requirement and direction of Engineer-in-charge. (Only weight of grill to be measured for payment). | 39.31 | kg |  | 0
15 | 24.4 | Providing and fixing double action hydraulic floor spring of approved brand and manufacture conforming to ls:6315, having brand logo embossed on the body/ plate with double spring mechanism and door weight up to 125 kg, for doors, including cost Of cutting floors, embedding in floors as required and making good the same matching to the existing floor finishing and cover plates with brass pivot and single piece M.S. sheet outer box with slide plate etc. complete as per the direction Of Engineer-in-charge. | 13 | each |  | 0
16 | 24.11 | Providing and fixing stainless steel (SS 304 grade) adjustable friction windows stays of approved quality with necessary stainless steel screws etc. to the side hung windows as per direction of Engineer-in-charge complete. (b) 255x19mm | 32 | each |  | 0
17 | 24.13 | Providing and fixing Brass 100 mm mortise latch and lock with 6 levers without pair of handles (best make of approved quality) tor aluminium doors including necessary cutting and making good etc. complete. | 30 | each |  | 0
WINDOW GLASS PANES
18 | 24.3 | Providing and fixing glazing in aluminium door. window, ventilator shutters and partitions etc. with EPDM rubber/ neoprene gasket etc. complete as per the architectural drawings and the directions of engineer-in-charge: |  |  |  | 0
|  | (c ) With float glass panes of 5 mm thickness (weight not less than 12.50 kg/Sqm) | 124.58 | m² |  | 0
STEEL WORKS
STEEL ROOF TRUSS & FRAMEWORK
19 | 11.14 | Steel work in built up tubular (round, square or rectangular hollow tubes etc.) trusses etc„ including cutting, hoisting, fixing in position and applying a priming coat of approved steel primer, including welding and bolted with special shaped washers etc. complete. | 5261.32 | kg |  | 0
STEEL HAND RAIL
20 | 11.16 | Providing and fixing hand rail of approved size bywelding etc. to steel ladder railing, balcony railing, staircase railing and similar works, including applying priming coat of approved steel primer. (a) M.S. tube | 576.82 | kg |  | 0
GALVANISED IRON SHEET
21 | 13.21 | Providing and fixing pre-coated galvanised iron profile sheets (size, shape and pitch Of corrugation as approved by Engineer-in-charge) 0.50 mm(+0.05 %) total coated thickness with zinc coating 120 grams per sqm as per lS:277, in 240 Mpa steel grade, 5-7 microns epoxy primer on both side Of the shect and polyester top coat 15-18 microns. Sheet should have protective guard film Of 25 microns minimum to avoid scratches during transportation and should be supplied in single length up to 12 mcter or as desired by Engineer-incharge. The sheet shall be fixed using selfrdrilling/ selftapping screws of size (5.5x55 mm) with EPDM seal, complete up to any pitch in horizontal vertical or curved surfaces, excluding the cost of purlins. rafters and trusses and including cutting to size and shape wherever required. | 786 | m² |  | 0
22 | 13.7 | Providing and fixing 15 cm wide, 45 cm overall semi-circular plain G.S. sheet gutter with iron brackets 40x3 mm size, bolts, nuts and washers, etc., including making necessary connections with rain water pipes complete (a) 0.80 mm thick with zinc coating not less than 275 gm/sqm | 71 | Rm |  | 0
CEILING WORKS
23 | 14.11 | Providing and fixing false ceiling at all height including providing and fixing of frame work made of special sections, power pressed from M.S. sheets and galvanized with zinc coating of 120 gins/sqm (both side inclusive) as per ls:277 and consisting of angle cleats of size 25 mm wide x 1.6 mm thick with flanges of 27 mm and 37 mm, at 1200 mm centre to centre, one flange fixed to the ceiling with dash fastener 12.5 mm dia. x 50mm long with 6 mm dia. bolts, other flange Of cleat fixed to the angle hangers of 25xloxo.50 mm of requiredlength with nuts & bolts Of required size and other end Of angle hanger fixed with intermediate G.I. channels 45xl 5xO.9 mm running at the spacing of 1200 mm centre to centre, to the ceiling section 0.5 mm thick bottom wedge of 80 mm with tapered flanges of 26 mm each having lips of 10.5 mm, at 450 mm centre to centre, Shall be fixed in a direction perpendicular to G.I. intermediate channel with connecting clips made out of 2.64 mm dia. x 230 mm long G.I. wire at every junction, including fixing perimeter channels 0.5 mm thick 27 mm high having flanges Of 20 mm and 30 mm long, the perimeter of ceiling fb(ed to walvpartition with the help Of rawl plugs at 450 mm centre, with 25mm long dry wall screws @ 230 mm interval, including fixing Of gypsum board to ceiling section and perimeter channel with the help Of dry wall screws Of size 3.5x25 mm at 230 mm a/c, including jointing and finishing to a flush finish Of tapered and square edges of the board with recommended jointing compound , jointing tapes , finishing with jointing compound in 3 layers covering upto 150 mm on both sides ol joint and two coats of primer suitable for board, all as per manufacturer's specification and also including the cost of making openings for light fittings, grills, diffusers, cut outs made with frame of perimeter channels suitably fixed, all complete as per drawings, specification and direction of the Engineer in Charge but excluding the cost Of painting with: | 189.9 | m² |  | 0
FLOORING WORKS
TILES
24 | 12.41 | Providing and laying vitrified floor tiles in different sizes (thickness to be specif led by the manufacturer) with water absorption less than O.08°/o and conforming to ls:15622, of approved make, in all colours and shades laid on 20 mm thick cement mortar 1:4 (1 cement: 4 coarse sand), jointing with grey cement slurry @ 3.3 kg/sqm including grouting the joints with white cement and matching pigments etc„ complete. | 184.63 | m² |  | 0
MARBLE
25 | 12.28 | Marble stone flooring with 18 mm thick marble stone, as per sample of marble approved by Engineer-in-charge, over 20 mm (average) thick base of cement mortar 1 :4 (1 cement: 4 coarse sand) laid and jointed with grey cement slurry, including rubbing and polishing complete with:. | 100.65 | m² |  | 0
WALL TILES
26 | 9.27 | Providing polished VITPllFIED wall tiles of approved quality, size, shape and thickness not less than 8 mm on walls and skirting over cement mortar bed 10 mm thick in prop.1:3 (1 cement: 3 coarse sand) including cutting where necessary finished with flush pointing with adhesive or white cement slurry mixed with approved pigment to match shade of tiles complete at all levels as specified and directed. | 303.63 | m² |  | 0
WATERPROOFING MATERIAL
27 | 15.14 | Extra for providing and mixing water proofing material in cement plaster work in proportion recommended by the manufacturers, | 20 | bag of 50kg cement |  | 0
PAINTING WORKS
28 | 16.6 | Distempering with dry distemper of approved brand and manufacture (two or more coats) of required shade on newwork, over and including water thinnable priming coat to give an even shade | 29.9 | m² |  | 0
29 | 16.11 | Applying one coat of water thinnable cement primer ofapproved brand and manufacture on surfaces: | 157.99 | m² |  | 0
30 | 16.17 | Finishing walls with Premium Acrylic Smooth exterior paintwith Silicone additives of required shade, including scaffolding: New work ITwo or more coats applied @ 1.43 ltr/10 sqm over and including priming coat Of exterior primer applied @ 2.20 kg/10 sqm) | 157.99 | m² |  | 0
31 | 16.12 | (b) Applying priming coat With ready mixed red oxide zinc chromate primer Of approved brand and manufacture on steel galvanised iron/ steel works | 121.26 | m² |  | 0
32 | 16.22 | (c ) Painting Steel work with Deluxe Multi Surface Paint to give an even shade. Two or more coat applied @ 0.90 ltr/10 sqm over an under coat of primer applied @ 0.80 ltr/10 sqm of approved brand and manufacture | 178.02 | m² |  | 0
SANITARY FITTINGS
1 | 20.1 | Providing and fixing water closet squatting pan (Indian type W.C. pan) with 100 mm sand Cast Iron P or S trap, 10 litre low level white P.V.C. flushing cistern, including flush pipe, with manually controlled device (handle lever) conforming to ls:7231, with all fi"ngs and fixtures complete. including cutting and making good the walls and floors wherever required: (a) White Vitreous china Orissa pattern W.C, pan of size 580x440 mm with integral type foci rests | 1 | Each |  | 0
2 | 20.2 | Providing and fixing white vitreous china pedestal type water closet (European type W.C. pan) with seat and lid,10 litre low level white P.V.C. flushing cistern, including flush pipe,with manually controlled device (handle lever), conforming to ls:7231, with all fittings and fixtures complete, including cutting and making good the walls and floors wherever required: (a) W.C. pan with lsl marked white solid plastic seat and lid | 1 | Each |  | 0
3 | 20.7 | Providing and fixing wash basin with C.I. brackets, 15 mm C.P. brass pillar taps, 32 mm C.P. brass waste of standard pattern. including painting of fittings and brackcts, cutting and making good the walls wherever require: (h) White Vitreous China Surgeon type wash basin of size 660x460 mm with a pair of 15 mm C.P, brass pillar taps with elbow inclLiding operated levers | 6 | Each |  | 0
4 | 21.63 | Providing and fixing PTMT soap Dish Holder having length of 138 mm, breadth 102 mm, height of 75 mm with concealed fitting arrangements, weighing not less than 106 gins. | 3 | Each |  | 0
5 | 20.75 | Providing and fixing PTMT towel ring Trapezoidal shape 215 mm long, 200 mm wide with minimilm distances of 37 mm from wall face with concealed fittings arrangemem Of approved quality and colour, weighing not less than 88 gins. | 2 | Each |  | 0
6 | 20.77 | Providing and fixing PTMT shelf 440 mm long,124 mm width and 36 mm height of approved quality and colour, weighing not less than 300 gins. | 2 | Each |  | 0
7 | 21.56 | Providing and fixing PTMT pillar cock of approved quality and colour. (a) 15 mm nominal bore, 107 mm long, weighing not less than 110 gms | 5 | Each |  | 0
8 | 21.5 | Providing and fixing C.P. brass stop cock (concealed) Of standard design and Of approved make conforming to lS:8931. (a) 15 mm nominal bore | 5 | Each |  | 0
9 | 21.49 | Providing and fixing C.P. brass long body bib cock of approved quality conforming to lS standards and weighing not less than 690 gms. (a) 15 mm nominal bore | 5 | Each |  | 0
10 | 21.1 | Providing and fixing Chlorinated Polyvinyl Chloride (CPVC) pipes, having thermal stability for hot & cold water supply including all CPVC plain & brass threaded fittings. This includes jointing of pipes & fittings with one step CPVC solvent cement, trenching, refilling & testing of joints complete as per direction of Engineer in Change.
|  | (i) 15mm dia | 130 | Rm |  | 0
|  | (f) 50 mm dia | 130 | Rm |  | 0
|  | (f) 100 mm dia | 140 | Rm |  | 0
ELECTRIFICATION
1 | 1 | Wiring in looping system with copper PVC cable 250/440 volt grade of size 1.5 sqm of approved quality using PVC casing capping including 5 amperes switch Indian best quality ceiling rose etc. (b) (i) With copper conductor | 60 | Each |  | 0
2 | 2 | Wiring as an item No. 1 complete to a light plug point when fixed elsewhere. (b) (i) With copper conductor | 35 | Each |  | 0
3 | 4 | Wiring to a power plug as an item No. 1 above with 2 x 4mm including supplying of 15 Amp 5 in 1/SS combine with continous earth wire to a power point complete. (b) (i) With copper conductor | 25 | Each |  | 0
4 | 5 | Wiring as an item No. 1 above to a Ceiling/ Exhaust Fan Point. (b) (i) With copper conductor | 10 | Each |  | 0
5 | 6 | Wiring as an item No. 1 to a wall Light Point. (b) (i) With copper conductor | 25 | Each |  | 0
6 | 9 | Drawing of Main and Sub- Main line with DGSD approved VIR or PVC 250/440 Volt grade in PVC casing capping complete with all accessories. (b) With 2 x 4 mm² copper conductor | 200 | Rm |  | 0
7 | 51 | Supplying & fixing of Load Kontaket Miniature Circuit Breakers (MCBs). (b) 6 - 32 Amp SP MCB Capacity | 15 | Each |  | 0
8 | 53 | Supplying fitting & fixing of Load Kontaket Miniature Circuit Breakers Double pole (Isolator) (b) 32 - 125 Amp TP Isolator | 15 | Each |  | 0
9 | 56 | Supplying fitting and fixing of SPN/ TPN MCB metal Enclosure Distribution board. (c) 8 Way (8+24) Modules | 7 | Each |  | 0
10 | 60 | Supplying fitting and fixing Batten holder with 11 W CLF Lamp. (a) With 25mm dia White glass, Conical or langhun shade complete. | 25 | Each |  | 0
11 | 62 | Supplying fitting & fixing T5/T8/T9 etc Fluorescent tube light fitting complete with electronic Chokes etc with all accessories for surface or pendant mounting as per Department direction and approved. (c) T- 8 fitting (14/25/28)W | 25 | Each |  | 0
12 | 67 | Supplying fitting & fixing 15Amp switches socket combined mounted on PVC board or concealed to the wall complete with all necessary accessories. (a) 15Amp SS combine surface mounted | 30 | Each |  | 0
13 | 78 | Supplying and fitting of ceiling fan AC operated type 220/250 volt. (a) AC ceiling fan '1050' mm sweeps | 10 | Each |  | 0
Sub-Total in Figures | [5 empty] | 0
Total in Figures | [5 empty] | 0

## Khliehtyrshi (hidden)
Sl.No | Item No. | Description of Items (With brief specification and reference to book of specification) | Quantity | Unit | Rates in INR (in figure) | Amount in INR
Name of Health Facilities: Khliehtyrshi PHC
Name of Work: Extension of Labour Room including (Internal Water Supply and Inetrnal Electrification)
EARTHWORK
EARTHWORK IN EXCAVATION
1 | 2.1 | Earthwork in excavation by manual means upto a depth of 2m below the existing ground level for foundation trenches of foundations, footings of column/ walls, retaining walls, septic tank etc. including bailing out water where necessary and removal of surplus earth with all lead and lifts as directed and specified for the following classification of soils. (a) All kinds of soil (ordinary soil/ hard soil/ dense soil) | 42.22 | m³ |  | 0
2 | 2.9 | Earth work in excavation by manuav mechanical means (Hydraulic excavator) over areas (exceeding 30 cm in depth, 1.5 in in width as well as 10 sqm on plan) including getting out and disposal of excavated earth lead up to 50 in and lift up to 1.5 in, as directed by Engineer-in-charge. (a) All kinds of soil | 162 | m³ |  | 0
EARTHWORK IN FILLING
3 | 2.6 | Earthwork in filling (excluding rock) in trenches, plinth, sides of foundation otc in layers not exceeding 20 cm thick including breaking Of clods, consolidating each layer by ramming and watering, lead up to 50 in and lift up to 1.5 in . (a) With available excavated earth | 75.22 | m³ |  | 0
DISPOSAL
4 | 2.8 | Disposal of surplus earth from the work site including loading and unloading complete as directed. (a) First 5 Km | 165.89 | m³ |  | 0
STONE SOLING
5 | 12.5 | Providing soling with stone/ best quality picked jhama brick, sand packed and laid to level and in panel after preparing the subgrade as directed including all labour and materials and if necessary dewatering, complete.
|  | (b) Stone soling (i) 100mm | 104.75 | m² |  | 0
|  | (b) Stone soling (ii) 150mm (drain) | 12 | m² |  | 0
STONE MASONRY
6 | 8.5 | Providing regular stone masonry in retaining walls etc. with coursed, hammer dressed or blunt chisel dressed stones Of heavy section not less than 25x25x30 cm with proper key stone each not less than 25x25x75 cm long sct in cement mortar 1 :6 (1 cement: 6 sand) including filling Of trenches and providing of weep holes at 1.20 to 1.50 metres apart staggered. | 17.79 | m³ |  | 0
PLAIN CEMENT CONCRETE
7 | 5.1 | Plain cement concrete works in foundation bed for footing steps, walls, brick works etc below plinth level as directed and specified including dewatering if necessary, and curing complete (shuttering where necessary shall be measured andpaid separately). (b) :3:6 (1 Cement: 3 coarse sand: 6 graded stone aggregate 20 mm nominal size) | 9.24 | m³ |  | 0
8 | 12.1 | Plain cement concrete floor base in prop 1 :3:6 laid in alternate bays as specified with coarse aggregate Of size 13 mm to 32 mm including dewatering if necessary, and curing etc. complete (c ) 100 mm thick in prop 1:3:6 | 77 | m² |  | 0
SHUTTERING
9 |  | Centering and shuttering lncluding struttlng, propplng etc. and removal of form for all heights complcte and as directed by Engineer in charge
| 4.1 | (a) Foundations, footings, bases of columns, etc. for mass concrete | 63.6 | m² |  | 0
| 4.16 | Lintels, beams, plinth beams, girders, bressumers and cantilevers with water proof ply 12 mm thick | 120.02 | m² |  | 0
| 4.5 | Columns, Pillars, Piers, Abutments, Posts and struts. | 54 | m² |  | 0
| 4.15 | Suspended floors, roofs, landings, balconies and access platform with water proof ply 1 2 mm thick | 100.65 | m² |  | 0
REINFORCEMENT
10 | 6.11 | Supplying, fitting and fixing in position reinforcement bars up to lst floor level, conforming to relevant I.S. Code for Ft.C.C. work/ a.a. walling including straightening, cleaning, cutting and bending to proper shapes and length as per details, supplying and binding with 20 G annealed black wire and placing in position with proper blocks, supports, chairs, spacers etc. complete. (c ) Thermo-Mechanically Treated bars | 50.57 | Qntl |  | 0
REINFORCED CEMENT CONCRETE
11 | 6.1 | Providing and laying in position specified grade of reinforced cement concrete, excluding the cost Of centering, shuttering, finishing and reinforcement- All work up to plinth level: (b) M20 or 1:11/2:3 (1 cement: 11/2 coarse sand: 3 graded stone aggregate 20 mm nominal size) | 18.91 | m³ |  | 0
12 | 6.2 | Reinforced cement concrete work in walls (any thickness),including attached pilasters, buttresses, fillets, columns, pillars, posts and struts etc. above plinth level up to first floor level, excluding cost of centering, shuttering, finishing and reinforcement: (b) M20 or Prop 1:1.5:3 | 4.05 | m³ |  | 0
13 | 6.3 | Reinforced cement concrete work in beams, slabs, roofs having slope up to 15°, landings, balconies, shelves, chajjas, lintels, bands, plain window sills, staircases and spiral stair cases above plinth level up to first flcor level, excluding the cost of centerlng, shuttering, finishing and reinforcement b) M20 or 1:1.5:3 | 21.61 | m³ |  | 0
DAMP PROOF COURSE
14 | 12.2 | Providing and laying damp proof course with cement concrete in prop 1 :11/2:3 with graded stone aggregate Of 10 mm down nominal size including providing approved damp proof admixture in proportion as recommended by the manufacturer including curing etc. complete as directed (b) 40mm thick | 8.84 | m² |  | 0
BRICK WORK
15 | 7.1 | Half brick masonry with common burnt clay (non modular) lst class bricks in superstructure above plinth level up to first floor level. (b) Cement mortar 1 :4 (1 cement: 4 coarse sand) | 134.27 | m² |  | 0
PLASTERING
16 | 15.8 | 15 mm cement plaster on rough side Of single or half brick wall finished with a floating coat Of neat cement Of mix: (a) 1 :3 (1 cement: 3 fine sand) | 440.69 | m² |  | 0
WATERPROOFING MATERIAL
17 | 15.14 | Extra for providing and mixing water proofing material in cement plaster work in proportion recommended by the manufacturers, | 20 | bag of 50kg of cement |  | 0
18 | 25.8 | Providing and laying four courses water proofing treatment with bitumen felt over roofs consisting Of first and third courses of blown bitumen 85/25 or 90/15 conforming to ls:702 applied hot @ 1.45 Kg/sqm of area tor each course, second course Of roofing felt type 3 grade-I (hessian based serf finished bitumen felt) and fourth and final course of stone grit 6 mm and down size or pea sized gravel spread at 0.006 cum/sqm, including preparation of surface but excluding grading complete. | 83.7 | m² |  | 0
PAINTING WORKS
19 | 16.11 | Applying one coat of water thinnable cement primer ofapproved brand and manufacture on surfaces: | 107 | m² |  | 0
20 | 16.17 | Finishing walls with Premium Acrylic Smooth exterior paintwith Silicone additives of required shade, including scaffolding: New work ITwo or more coats applied @ 1.43 ltr/10 sqm over sqm 155.00 and including priming coat Of exterior primer applied @ 2.20 kg/10 sqm) | 107 | m² |  | 0
21 | 16.6 | Distempering with dry distemper of approved brand and manufacture (two or more coats) of required shade on new work, over and including water thinnable priming coat to give an even shade. | 98.8 | m² |  | 0
TILES WORK
FLOORING TILES
22 | 12.54 | Providing Vitrified Antiskid Tiles of approved quality size, shape not less than 8 mm on floor, skirting over a cement mortar bed 15 mm thick of 1:3 (1 cement: 3 coarse sand) complete at all level as specified and directed. | 51.71 | m² |  | 0
WALL TILES
23 | 9.27 | Providing polished VITPllFIED wall tiles of approved quality, size, shape and thickness not less than 8 mm on walls and skirting over cement mortar bed 10 mm thick in prop.1:3 (1 cement: 3 coarse sand) including cutting where necessary finished with flush pointing with adhesive or white cement slurry mixed with approved pigment to match shade of tiles complete at all levels as specified and directed. (b) Premium range | 169.72 | m² |  | 0
ALUMINIUM WORKS
ALUMINIUM DOORS, WINDOWS & PARTITION
24 | 24.1 | Providing and fixing aluminium work for doors, windows, ventilators and partitions with extruded built up standard tubular sections/ appropriate Z sections and other sections of approved make contorming to ls:733 and ls:1285, fixing with dash fasteners of required diameter and size, including necessary filling up the gaps at junctions, i.e. at top, bottom and sides with required EPDM rubber/ neoprene gasket etc. Aluminium sections shall be smooth, rust free, straight, mitred and jointed mechanically wherever required including cleat angle, Aluminium snap beading for glazing/ panelling, C.P. brass/ stainless steel screws, all complete as per architectural drawings and the directions of Engineer-in-charge. (Glazing, and panelling to be paid for separately):
|  | (a) For fixed portion (i) Anodised aluminium (anodised transparent or dyed to required shade according to IS:1868, Minimum anodic coating of grade AC 15) | 310.61 | kg |  | 0
|  | (b)For shutters of doors, windows & ventilators including providing and fixing hinges/ pivots and making provision for fixing Of fittings wherever required including the cost of EPDM rubber/ neoprene gasket required (Fittings shall be paid for separately) (i) Anodised aluminium (anodised transparent or dyed to required shade according to lS:1868, Minimum anodic coating of grade AC 15) | 182.01 | kg |  | 0
25 | 24.2 | Providing and fixing 12 mm thick pre-laminated particle board flat pressed three layer or graded wood particle board conforming to ls:12823 Grade-I Type-ll, in panelling fixed in aluminium doors, windows shutters and partition frames with C.P. brass/ stainless steel screws etc. complete as per architectural drawings and directions of engineer-in-charge.(b) Pre-laminated particle board with decorative lamination on both sides | 26.36 | m² |  | 0
26 | 24.12 | Providing and fixing aluminium tubular handle bar 32 mm outer dia, 3.0 mm thick & 2100 mm long with SS screws etc. complete as per direction ot Engineer-in-Charge.(a) Anodized (AC 15) aluminium tubular handle bar | 48 | each |  | 0
27 | 24.17 | Providing and fixing anodised aluminium grill (anodised transparent or dyed to required shade according to ls:1868 with minimum anodic coating of grade AC 15) Of approved design/ pattern, with approved standard section and fixed to the existing window frame with C.P. brass/ stainless steel screws @ 200 mm centre to centre, including cutting the grill to proper opening size for fixing and operation of handles and fixing approved anodised aluminium standard section around the opening, all complete as per requirement and direction of Engineer-in-charge. (Only weight of grill to be measured for payment). | 25.23 | kg |  | 0
28 | 24.4 | Providing and fixing double action hydraulic floor spring of approved brand and manufacture conforming to ls:6315, having brand logo embossed on the body/ plate with double spring mechanism and door weight up to 125 kg, for doors, including cost Of cutting floors, embedding in floors as required and making good the same matching to the existing floor finishing and cover plates with brass pivot and single piece M.S. sheet outer box with slide plate etc. complete as per the direction Of Engineer-in-charge.(a) With stainless steel cover plate minimum 1.25 mm thickness | 14 | each |  | 0
29 | 24.11 | Providing and fixing stainless steel (SS 304 grade) adjustable friction windows stays of approved quality with necessary stainless steel screws etc. to the side hung windows as per direction of Engineer-in-charge complete. (b) 255x19mm | 24 | each |  | 0
30 | 24.13 | Providing and fixing Brass 100 mm mortise latch and lock with 6 levers without pair of handles (best make of approved quality) tor aluminium doors including necessary cutting and making good etc. complete. | 26 | each |  | 0
GLASS PANES
31 | 24.3 | Providing and fixing glazing in aluminium door. window, ventilator shutters and partitions etc. with EPDM rubber/ neoprene gasket etc. complete as per the architectural drawings and the directions of engineer-in-charge: (c ) With float glass panes of 5 mm thickness (weight not less than 12.50 kg/Sqm) | 39.21 | m² |  | 0
STEEL WORK
32 | 11.14 | Steel work in built up tubular (round, square or rectangular hollow tubes etc.) trusses etc„ including cutting, hoisting, fixing in position and applying a priming coat of approved steel primer, including welding and bolted with special shaped washers etc. complete. | 177.18 | kg |  | 0
ROOF
33 |  | Providing and fixing pre-coated galvanised iron profile sheets (size, shape and pitch Of corrugation as approved by Engineer-in-charge) 0.50 mm(+0.05 %) total coated thickness with zinc coating 120 grams per sqm as per lS:277, in 240 Mpa steel grade, 5-7 microns epoxy primer on both side Of the shect and polyester top coat 15-18 microns. Sheet should have protective guard film Of 25 microns minimum to avoid scratches during transportation and should be supplied in single length up to 12 mcter or as desired by Engineer-incharge. The sheet shall be fixed using selfrdrilling/ selftapping screws of size (5.5x55 mm) with EPDM seal, complete up to any pitch in horizontal vertical or curved surfaces, excluding the cost of purlins. rafters and trusses and including cutting to size and shape wherever required. | 13.86 | m² |  | 0
DEMOLISHED
34 | 18.5 | Demolishing brick work including stacking of serviceable material and disposal of unserviceable material within 50metres lead as per direction Of Engineer-in-charge.(Demolishing of Existing wall :- | 13.8 | m³ |  | 0
35 | 18.1 | Dismantling doors, windows and clerestory windows (steel or wood) shutter including chowkhats, architrave, hold fasts etc. complete and stacking within 50 metres lead: | 4 | Each |  | 0
PLINTH PROTECTION
36 | 12.4. | Making plinth protection 50mm thick of cement concrete 1:3:6 (1 cement: 3 coarse sand: 6 graded stone aggregate 20 mm nominal size) over 75 mm thick bed of dry brick ballast 40 mm nominal size, well rammed and consolidated and grouted with fine sand, including necessary excavation, levelling & dressing & finishing the top smooth. | 22.2 | m² |  | 0
Internal Sanitary and Plumbing :-
1 | 20.2 | Providing and fixing white vitreous china pedestal type watercloset (European type W.C. pan) with seat and lid,10 litre low level white P.V.C. flushing cistern, including flush pipe, with manually controlled device (handle lever), conforming to IS:7231, with all fittings and fixtures complete, including cutting and making good the walls and floors wherever required: (a) W.C. pan with ISI marked white solid plastic seat and lid | 3 | Each |  | 0
2 | 20.7. | Providing and fixing wash basin with C.I. brackets, 15 mm C.P. brass pillar taps, 32 mm C.P. brass waste of standard pattern. including painting of fittings and brackcts, cutting and making good the walls wherever require: (h) White Vitreous China Surgeon type wash basin of size 660x460 mm with a pair of 15 mm C.P, brass pillar taps withnelbow inclLiding operated leversal | 5 | Each |  | 0
3 | 3/21.49 | Providing and fixing C.P. brass long body bib cock of approved quality conforming to ls standards and weighing not less than 690 gms. (a) 15 mm nominal bore | 10 | Each |  | 0
4 | 21.46. | Providing and placing on terrace (at all floor levels) polyethylene water storage tank, lS:12701 marked, with cover and suitable locking arrangement and making necessary holes for inlet, outlet and overflow pipes but without fittings and the base support for tank. (c) 1000 litre capacity | 1000 | lit |  | 0
5 | 21.1. | Providing and fixing Chlorinated Polyvinyl Chloride (CPVC) pipes, having thermal stability for hot & cold water supply including all CPVC plain & brass threaded fittings. This includes jointing of pipes & fittings with one step CPVC solvent cement, trenching, refilling & testing of joints complete as per direction of Engineer in Change.
|  | (i) 15 mm dia | 110 | Rm |  | 0
|  | (i) 50 mm dia | 110 | Rm |  | 0
|  | (ix) 100 mm nominal inner diameter pipes | 80 | Rm |  | 0
Internal Eletrification :-
1 | 1/1. | Wiring in looping system with copper PVC cable 250/440 volt grade of size 1.5 sqm of approved quality (b) Medium point upto 6 mts. (i) With Copper conductor | 10 | Each |  | 0
2 | 2/2 | Wiring as an item No. 1 complete to a light plug point when fixed elsewhere. (b) Medium point upto 6 mts. (i) With Copper conductor | 10 | Each |  | 0
3 | 3/4 | Wiring to a power plug as an item No. 1 above with 2 x 4mm including supplying of 15 Amp 5 in 1/SS combine (b) Medium point upto 6 mts. (i) With Copper conductor | 15 | Each |  | 0
4 | 4/6 | Wiring as in item No.1 to a Wall Light Point. (b) Medium point upto 6 mts. (i) With Copper conductor | 15 | Each |  | 0
5 | 5/9 | Drawing main & sub-main line with DGSD approved VIR or PVC 250/440 volt grade (b) Medium point upto 6 mts. (i) With Copper conductor | 200 | Rm |  | 0
6 | 6/49. | Supplying,fitting & fixing 415v TPN IC main switch (b) 32 amp capacity | 1 | Each |  | 0
7 | 7/51 | Supplying,fitting & fixing Load kanteket maniature circuit breaker (b) 6-32 amp | 2 | Each |  | 0
8 | 8/56 | Supplying,fitting & fixing SPN/TPN MCB distribution board Metal enclosure MCB Distribution Board (c) 8 ways (8+24) Modules | 1 | Each |  | 0
9 | 9/60 | Supplying and fitting batten holder with 11 watt CFL lamp.......(a) with 25 cm dia whiteglass, conical or langhum shade | 16 | Each |  | 0
10 | 10/62 | Supplying,fitting & fixing T5/T8/T9 etcFluorescent tube light fitting complete with electronic chokes etc (a) Electronic Single strip fitting. | 16 | Each |  | 0
11 | 11/67 | Supplying,fitting & fixing 15 amp FT Switches socket combine mounted (a) 15Amp SS combine surface mounted. | 16 | Each |  | 0
12 | 12/104 | Supplying and Laying of 15mm x 5mm GI/Copper,strip 0.50 mts below gound (a)with 25mm x 5mm copper strip | 6 | Rm |  | 0
13 | 13/86 | Supplying,fitting and fixing of Copper lightning Arrester with 5 nos.Finger at the top & copper base plate at the bootom.(a)with 3ft high copper rod | 1 | Each |  | 0
14 | 14/108 | Supplying,fitting and fixing earthing with Copper plate 600mm x 600mm x 6mm thick including acessories & providing masonry enclosure with cover plate having locking arrangement & watering pipe etc | 1 | Each |  | 0
Sub-Total in Figures | [5 empty] | 0
Total in Figures | [5 empty] | 0

## Tuber (hidden)
Sl.No | Item No. | Description of Items (With brief specification and reference to book of specification) | Quantity | Unit | Rates in INR (in figure) | Amount in INR
Name of Health Facilities: Tuber Sub-Centre
Name of Work: Improvement of Sub-Centre Building
1 | 15.2 | 15 mm cement plaster : 1 :4 (1 cement: 4 fine sand) | 43.14 | m² |  | 0
2 | 10.1 | Providing wood work in frames (Chowkats) of doors etc., (c) With lst class Local wood(i) | 0.12 | m³ |  | 0
3 | 10.5 | Providing fitting and fixing full panelled doors etc. (a) with 1st class local wood (i) (i) 35 mm thick shutters | 5.6 | m² |  | 0
4 | 11.22 | Providing, fitting and fixing steel windows (including ventilators) of standard rolled steel sections as per relevant I.S. Code., | 6.8 | m² |  | 0
5 | 16.12 | Providing priming coat over new wood and wood base surface etc | 18.38 | m² |  | 0
6 | 16.12 | Applying priming coat over new steel and other metal surface etc., | 11.36 | m² |  | 0
7 | 11.19 | Providing & fixing glass panes with putty…. (a) 4.O mm thick glass panes | 2.45 | m² |  | 0
8 | 12.3 | plain cement concrete apron in prop 1:4:8 with 20 mm down graded coarse aggregate (b) 50 mm thick | 94.04 | m² |  | 0
9 | 16.22 | (b)Painting wood work with Deluxe Mufti Surface Paint of required shade | 53.56 | m² |  | 0
10 | 16.22 | (c)Painting Steel work with Deluxe Multi Surface Paint to give an even shade | 14.69 | m² |  | 0
11 | 16.6 | Distempering with dry distemper of approved brand etc., | 287.95 | m² |  | 0
12 | 16.16 | Finishing walls with Acrylic smooth exterior paint of required shade, including scaffolding | 114.47 | m² |  | 0
13 | 18.1 | Demolishing plain cement concrete including disposal of debris as directed for all level (a) | 3.26 | m² |  | 0
14 | 25.13 | Grading roof ., (c) In CM 1:4 | 3.26 | m² |  | 0
15 | 15.2 | 15 mm cement plaster1 :4 (1 cement: 4 fine sand) | 65.24 | m² |  | 0
16 | 21.1 | Providing and fixing Chlorinated Polyvinyl Chloride (CPVC) pipes, including all CPVC fittings. Complete...(ix) 100mm diameter | 20 | m |  | 0
Sub-Total in Figures | [5 empty] | 0
Name of Work: Construction of Deep Burial Pit
1 | 2.1 | Earthwork in excavation by manual means up to a depth of 2m below the existing ground level for foundation trenches of foundations, footings…... (a) All kinds of soil | 15.49 | Cum |  | 0
2 | 2.6 | Earthwork in filling (excluding rock) in trenches, plinth, sides of foundation etc ,…........ (a) With available excavated earth | 2.61 | Cum |  | 0
3 | 2.3 | Extra over item no. 2.1 and 2.2 above for each lm depth or part thereof beyond the initial depth of 2m…. | 1.3 | Cum |  | 0
4 | 2.8 | Disposal Of surplus earth/ unserviceable material from thework site including loading and unloading completo as directed. (a)First 5 KM | 12.88 | Cum |  | 0
5 | 12.5 | Providing soling with stone/ best quality picked jhama brick, sand packed and laid to level…. (b/i) Stone soling of thickness 100mm | 8.12 | Sqm |  | 0
6 | 5.1 | Plain cement concrete works in foundation bed for footing steps, walls, brick works etc below plinth level…..........(b) 1 :3:6 | 0.82 | Cum |  | 0
7 | 8.1 | Plandom rubble masonry with hard stone in foundation and plinth including levelling up with cement concrete 1:6:12 up to plinth level with: (a) Cement mortar 1 :6 | 3.48 | Cum |  | 0
8 | 4 | Centering and shutterlng lncludlng struttlng, propplng etc. and removal of form for all heights complcte and as directed by Engineer in charge.
9 | 4.1 | Foundations, footings, bases of columns, etc. for mass concrete | 2.32 | Sqm |  | 0
10 | 4.4 | Lintels, beams, plinth beams, girders, bressumers and cantilevers | 5.8 | Sqm |  | 0
11 | 4.3 | Slabs, roofs, landings, balconies and access platform, shelves | 11.18 | Sqm |  | 0
12 | 6.11 | Supplying, fitting and fixing in position reinforcement bars up to lst floor level, conforming to relevant I.S. Code for RC.C. work…... (b)High Yield Strength Deformed bars or Tor Bars | 3.53 | Qntl |  | 0
13 | 6.1 | Providing and laying in position specified grade of reinforced cement concrete, excluding the cost Of centerjng, shuttering, finishing and reinforcement- All work up to plinth level: (b) M20 or 1 :l/2:3 | 1.71 | Cum |  | 0
14 | 7.9 | Half brick masonry with common burnt clay (non modular) 1st class bricks in foundations and in plinth: Cement mortar 1 :4 | 1.13 | Sqm |  | 0
15 | 15.2 | 15 mm cement plaster on the rough side of single or half brick wall of mix: (a)1 :4 (1 cement: 4 fine sand) | 17.62 | Sqm |  | 0
16 | 11.15 | Steel work welded in built up sections /framed work including cutting, hoisting, fixing in position and applying a priming coat Of approved steel primer using structural steel etc. as required. | 54.94 | Kg |  | 0
17 | 16.12 | Applying priming coat : With ready mixed red oxide zinc chromate primer Of approved brand and manufacture on steel galvanised iron/ steel works | 1.62 | Sqm |  | 0
18 | 16.22 | Painting Steel work with Deluxe Multi Surface Paint to give an even shade. Two or more coat applied @ 0.90 ltr/10 sqm over an under coat of primer applied @ 0.80 ltr/10 sqm ofapproved brand and manufacture | 1.62 | Sqm |  | 0
Fencing :-
19 | 2.1 | Earthwork in excavation by manual means up to a depth of 2m below the existing ground level for foundation trenches of foundations, footings…... (a) All kinds of soil | 2.4 | Cum |  | 0
20 | 12.5 | Providing soling with stone/ best quality picked jhama brick, sand packed and laid to level…. (b/i) Stone soling of thickness 100mm | 4 | Sqm |  | 0
21 | 5.1 | Plain cement concrete works in foundation bed for footing steps, walls, brick works etc below plinth level…..........(b) 1 :3:6 | 0.98 | Cum |  | 0
22 | 4 | Centering and shutterlng lncludlng struttlng, propplng etc. and removal of form for all heights complcte and as directed by Engineer in charge.
23 | 4.1 | Foundations, footings, bases of columns, etc. for mass concrete | 10.88 | Sqm |  | 0
24 | 19.11 | Providing and fixing G.I. chain link fabric fencing of required width in mesh size 25x25 mm made Of G.I. wire of dia. 3 mm including strengthening with 2 mm dia. wire or nuts, bolts and washers as required complcte as per the direction Of Engineer-in-charge. | 16 | Sqm |  | 0
25 | 11.15 | Steel work welded in built up sections/framed work including cutting, hoisting, fixing in position and applying a priming coat Of approved steel primer using structural steel etc. as required. | 134.89 | Kg |  | 0
26 | 16.12 | Applying priming coat : With ready mixed red oxide zinc chromate primer Of approved brand and manufacture on steel galvanised iron/ steel works | 32 | Sqm |  | 0
27 | 16.22 | Painting Steel work with Deluxe Multi Surface Paint to give an even shade. Two or more coat applied @ 0.90 ltr/10 sqm over an under coat of primer applied @ 0.80 ltr/10 sqm ofapproved brand and manufacture | 32 | Sqm |  | 0
Sub-Total in Figures | [5 empty] | 0
Name of Work: Construction of Sharp Pit
1 | 2.1 | Earthwork in excavation by manual means up to a depth of 2m below the existing ground level for foundation trenches of foundations, footings…... (a) All kinds of soil | 17.52 | Cum |  | 0
2 | 2.6 | Earthwork in filling (excluding rock) in trenches, plinth, sides of foundation etc ,…........ (a) With available excavated earth | 4.5 | Cum |  | 0
3 | 2.3 | Extra over item no. 2.1 and 2.2 above for each lm depth or part thereof beyond the initial depth of 2m…. | 2.29 | Cum |  | 0
4 | 2.8 | Disposal Of surplus earth/ unserviceable material from thework site including loading and unloading completo as directed. (a)First 5 KM | 13.02 | Cum |  | 0
5 | 12.5 | Providing soling with stone/ best quality picked jhama brick, sand packed and laid to level…. (b/i) Stone soling of thickness 100mm | 6.55 | Sqm |  | 0
6 | 5.1 | Plain cement concrete works in foundation bed for footing steps, walls, brick works etc below plinth level…..........(b) 1 :3:6 | 0.66 | Cum |  | 0
7 | 4 | Centering and shutterlng lncludlng struttlng, propplng etc. and removal of form for all heights complcte and as directed by Engineer in charge.
| 4.1 | Foundations, footings, bases of columns, etc. for mass concrete | 1.02 | Sqm |  | 0
| 4.4 | Lintels, beams, plinth beams, girders, bressumers and cantilevers | 1.42 | Sqm |  | 0
| 4.3 | Slabs, roofs, landings, balconies and access platform, shelves | 6.51 | Sqm |  | 0
8 | 6.11 | Supplying, fitting and fixing in position reinforcement bars up to lst floor level, conforming to relevant I.S. Code for RC.C. work…... (b)High Yield Strength Deformed bars or Tor Bars | 0.76 | Qntl |  | 0
9 | 6.1 | Providing and laying in position specified grade of reinforced cement concrete, excluding the cost Of centerjng, shuttering, finishing and reinforcement- All work up to plinth level: (b) M20 or 1 :l/2:3 | 0.72 | Cum |  | 0
10 | 7.2 | Brick work with common burnt clay modular lst class bricks in foundation and in plinth: | 5.1 | Cum |  | 0
11 | 15.2 | 15 mm cement plaster on the rough side of single or half brick wall of mix: (a)1 :4 (1 cement: 4 fine sand) | 37.49 | Sqm |  | 0
12 | 11.16 | Providing and fixing hand rail of approved size bywelding etc. to steel ladder railing, balcony railing, staircase railing and similar works, including applying priming coat of approvedsteel primer. (c ) G.I. pipes | 27.85 | Kg |  | 0
13 | 16.12 | Applying priming coat : With ready mixed red oxide zinc chromate primer Of approved brand and manufacture on steel galvanised iron/ steel works | 0.53 | Sqm |  | 0
18 | 16.22 | Painting Steel work with Deluxe Multi Surface Paint to give an even shade. Two or more coat applied @ 0.90 ltr/10 sqm over an under coat of primer applied @ 0.80 ltr/10 sqm ofapproved brand and manufacture | 0.53 | Sqm |  | 0
Fencing :-
19 | 2.1 | Earthwork in excavation by manual means up to a depth of 2m below the existing ground level for foundation trenches of foundations, footings…... (a) All kinds of soil | 2.4 | Cum |  | 0
20 | 12.5 | Providing soling with stone/ best quality picked jhama brick, sand packed and laid to level…. (b/i) Stone soling of thickness 100mm | 4 | Sqm |  | 0
21 | 5.1 | Plain cement concrete works in foundation bed for footing steps, walls, brick works etc below plinth level…..........(b) 1 :3:6 | 0.98 | Cum |  | 0
22 | 4 | Centering and shutterlng lncludlng struttlng, propplng etc. and removal of form for all heights complcte and as directed by Engineer in charge.
23 | 4.1 | Foundations, footings, bases of columns, etc. for mass concrete | 10.88 | Sqm |  | 0
24 | 19.11 | Providing and fixing G.I. chain link fabric fencing of required width in mesh size 25x25 mm made Of G.I. wire of dia. 3 mm including strengthening with 2 mm dia. wire or nuts, bolts and washers as required complcte as per the direction Of Engineer-in-charge. | 16 | Sqm |  | 0
25 | 11.15 | Steel work welded in built up sections/framed work including cutting, hoisting, fixing in position and applying a priming coat Of approved steel primer using structural steel etc. as required. | 134.69 | Kg |  | 0
26 | 16.12 | Applying priming coat : With ready mixed red oxide zinc chromate primer Of approved brand and manufacture on steel galvanised iron/ steel works | 32 | Sqm |  | 0
27 | 16.22 | Painting Steel work with Deluxe Multi Surface Paint to give an even shade. Two or more coat applied @ 0.90 ltr/10 sqm over an under coat of primer applied @ 0.80 ltr/10 sqm ofapproved brand and manufacture | 32 | Sqm |  | 0
Sub-Total in Figures | [5 empty] | 0
Name of Work: Construction Labour Room including Internal Water Supply and Inetrnal Electrification, and Septic Tank
1 | 2.1 | Earthwork in excavation by manual means up to a depth of 2m below the existing ground level….... (a) All kinds of soil | 50.67 | Cum |  | 0
2 | 2.6 | Earthwork in filling (excluding rock) in trenches, plinth, sides of foundation,…......... (a) With available excavated earth | 40.67 | Cum |  | 0
3 | 2.9 | Earth work in excavation by manuav mechanical means(Hydraulic excavator) over areas…........... (a)All kinds of soil | 70.52 | Cum |  | 0
4 | 2.8 | Disposal Of surplus earth/ unserviceable material from thework site including loading and unloading complete ….... (a)First 5 KM | 80.52 | Cum |  | 0
5 | 12.5 | Providing soling with stone/ best quality picked jhama brick, sand packed and laid to level…........ (b/i) Stone soling of thickness 100mm | 70.77 | Sqm |  | 0
6 | 5.1 | Plain cement concrete works in foundation bed for footing steps, walls, brick works etc below plinth level…................. (b) 1 :3:6 | 7.08 | Cum |  | 0
7 | 8.1 | Plandom rubble masonry with hard stone in foundation and plinth including levelling up with cement concrete 1:6:12…............. (a) Cement mortar 1 :6 | 7.69 | Cum |  | 0
8 | 4 | Centering and shuttering lncludlng strutting, propplng etc. and removal of form for all heights complete
|  | (4.1) Foundations, footings, bases of columns, etc. for mass concrete | 19.92 | Sqm |  | 0
|  | (4.4)Lintels, beams, plinth beams, girders, bressumers and cantilevers | 48.88 | Sqm |  | 0
|  | (4.5)Columns, Pillars, Piers, Abutments, Posts and struts | 25.2 | Sqm |  | 0
|  | (4.3)Slabs, roofs, landings, balconies and access platform, shelves | 56.45 | Sqm |  | 0
9 | 6.11 | Supplying, fitting and fixing in position reinforcement bars up to lst floor level, conforming to relevant I.S. Code for R.C.C. work…..... (b)High Yield Strength Deformed bars or Tor Bars | 24.04 | Qntl |  | 0
10 | 6.1 | Providing and laying in position specified grade of reinforced cement concrete,….......... (b) M20 or 1 :l/2:3 | 12.31 | Cum |  | 0
11 | 6.2 | Reinforced cement concrete work in walls (any thickness), including attached pilasters, buttresses, fillets, columns,pillars, posts and struts etc. above plinth level up to first floor level…...................... (b) M20 or 1 :l/2:3 | 9.9 | Cum |  | 0
12 | 12.2 | Providing and laying damp proof course with cement concretein prop 1 :11/2:3…....... (b)25mm thick | 7.11 | Sqm |  | 0
13 | 12.8 | Cement concrcte floor topping 1:1:2 (1 cement: 1 coarsesand: 2 stone aggregate) finished with a floating coat of neat cement, including cement slurry, complete. (b)20mm thick | 51.87 | Sqm |  | 0
14 | 7.1 | Half brick masonry with common burnt clay (non modular) lst class bricks in superstructure above plinth level up to first floor level,. (b) Cement mortar 1 :4 | 89.13 | Sqm |  | 0
15 | 7.2 | Brick work with common burnt clay modular lst class bricks in foundation and in plinth: (b)Cement Mortar 1 :6 | 0.28 | Cum |  | 0
16 | 15.2 | 15 mm cement plaster on the rough side of single or half brick wall of mix: (a)1 :4 (1 cement: 4 fine sand) | 243.19 | Sqm |  | 0
17 | 16.11 | Applying one coat of water thinnable cement primer of approved brand and manufacture on surfaces: Water thinnable cement primer | 243.19 | Sqm |  | 0
18 | 16.17 | Finishing walls with Premium Acrylic Smooth exterior paintwith Silicone additives of required shade, including scaffolding: New work ITwo or more coats | 114.29 | Sqm |  | 0
19 | 16.6 | Distempering with dry distemper of approved brand and manufacture (two or more coats) of required shade on new work…........ | 128.9 | Sqm |  | 0
20 | 12.41 | Providing and laying vitrified floor tiles in different sizes and conforming to ls:15622, of approved make, in all colours and shades laid on 20 mm thick cement mortar 1:4 (b) Size of tile 600x600 mm | 35.32 | Sqm |  | 0
21 | 9.27 | Providing polished VITRIFIED wall tiles of approved quality, size, shape and thickness not less than 8 mm on walls and skirting over cement mortar bed 10 mm thick in prop.1:3…... (b) Premium range | 65.57 | Sqm |  | 0
22 | 10.1 | Providing wood work in frames Of doors, windows, clerestory windows and other frames…. (c) With lst class Local wood (i) Pooma/ Hollock/ Gamari/ | 0.14 | Cum |  | 0
23 | 10.5 | Providing and fixing panelled or panelled and glazed shutters for doors, windows and clerestory windows ….. (c) With lst class Local wood Pooma/ Hollock/ Gamari/ and the like (i) 35 mm thick shutters | 5.04 | Sqm |  | 0
24 | 16.12 | Applying priming coat: (a)With ready mked pink or Grey primer Of approved brand and manufacture on wood work (hard and soft wood) | 6.44 | Sqm |  | 0
25 | 16.22 | Finishing with Deluxe Multi surface paint system for interiors and exteriors….....(b)Painting wood work with Deluxe Mufti Surface Paint of required shade. Two or more coats | 6.44 | Sqm |  | 0
26 | 24.1 | Providing and fixing aluminium work for doors, windows, ventilators and partitions with extruded built up standard tubular sections/appropriate Z sections and other sections of approved make…...... (a) For fixed portion (i)Anodised aluminium | 101.85 | Kg |  | 0
27 | 24.2 | Providing and fixing 12 mm thick pre-laminated particle board flat pressed three layer or graded wood particle board, in panelling fixed in aluminium doors, windows shutters and partition (b)Pre-laminated particle board with decorative lamination on both sides | 28.81 | Sqm |  | 0
28 | 24.3 | Providing and fixing glazing in aluminium door. window, ventilator shutters and partitions etc…. (b)With float glass panes of 4.0 mm thickness | 11.1 | Sqm |  | 0
29 | 24.4 | Providing and fixing double action hydraulic floor spring of approved brand and manufacture,…...... a) With stainless steel cover plate minimum 1.25 mm thickness | 3 | Each |  | 0
30 | 24.12 | Providing and fixing aluminium tubular handle bar 32 mm outer dia, 3.0 mm thick & 2100 mm long with SS screws etc. . (a)Anodized (AC 15) aluminium tubular handle bar | 6 | Each |  | 0
31 | 24.13 | Providing and fixing Brass 100 mm mortise latch and lock with 6 levers without pair of handles (best make of approved quality) for aluminium doors including necessary cutting and making good etc. complete. | 12 | Each |  | 0
32 | 11.22 | Providing, fitting and fixing steel windows (including ventilators) of standard rolled steel sections as per relevant I.S. Code,…........ (a) Openable | 6.84 | Sqm |  | 0
33 | 11.24 | Providing and fixing M.S. grills Of required pattern in trames Of windows, etc. with M.S. flats, square or round bars, etc…. (a)Fixed to steel windows by welding | 242.88 | Kg |  | 0
34 | 11.19 | Providing & fixing glass panes with putty and glazing clips in steel doors, windows, clerestory windows, all complete with (b) 4 mm thick | 6.84 | Sqm |  | 0
35 | 16.22 | Finishing with Deluxe Multi surface paint system for interiors and exteriors ,…(c)Painting Steel work with Deluxe Multi Surface Paint to give an even shade. Two or more coat | 9.09 | Sqm |  | 0
Plinth Protection :-
36 | 2.1 | Earthwork in excavation by manual means up to a depth of 2m below the existing ground level,….. (a) All kinds of soil | 18 | Cum |  | 0
37 | 12.4 | Making plinth protection 50mm thick of cement concrete 1:3:6(1 cement: 3 coarse sand: 6 graded stone aggregate 20 mm nominal size) over 75 mm thick bed of dry brick ballast 40 mm nominal size | 60 | Sqm |  | 0
38 | 12.5 | Providing soling with stone/ best quality picked jhama brick, sand packed and laid to level…........ (b/i) Stone soling of thickness 100mm | 50 | Sqm |  | 0
39 | 5.1 | Plain cement concrete works in foundation bed for footing steps, walls, brick works etc below plinth level…........ (b) 1 :3:6 | 3.75 | Cum |  | 0
40 | 4 | Centering and shutterlng lncludlng struttlng, propplng etc. and removal of form for all heights complcte (4.1) Foundations, footings, bases of columns, etc. for mass concrete | 20 | Sqm |  | 0
41 | 7.2 | Brick work with common burnt clay modular lst class bricks in foundation and in plinth: (b)Cement Mortar 1 :6 | 4.8 | Cum |  | 0
42 | 15.2 | 15 mm cement plaster on the rough side of single or half brick wall of mix: (a)1 :4 (1 cement: 4 fine sand) | 80 | Sqm |  | 0
Internal Sanitary and Plumbing :-
43 | 20.1 | Providing and fixing water closet squatting pan (Indian type W.C. pan) with 100 mm sand Cast Iron P or S trap, 10 litre low level white P.V.C. flushing cistern, including flush pipe…........ (a)White Vitreous china Orissa pattern W.C, pan of size 580x440 mm | 1 | Each |  | 0
44 | 20.2 | Providing and fixing a pair of white vitreous china foot rests of standard pattern for squatting pan water closet: (a)250xl 30x30 mm | 1 | Each |  | 0
45 | 20.7 | Providing and fixing wash basin with C.I. brackets, 15 mm C.P. brass pillar taps, 32 mm C.P. brass waste of standard patter,…......... (a)White Vitreous China Wash basin size 630x450 mm with a pair of 15 mm C.P. brass pillar taps | 1 | Each |  | 0
46 | 20.24 | providing and fixing G.I inlet connection for flush pipe connection with W.C Pan | 1 | Each |  | 0
47 | 20.32 | providing and fixing PVC waste pipe for sink or wash basin including PVC waste fitting complete. (a)semi-rigid pipe (ii)40mm dia | 1 | Each |  | 0
48 | 20.39 | providing and fixing soil, waste and vent pipe :- (a)100mm dia (i)sand cast iron S&S pipe as per IS:1729 | 10 | Rm |  | 0
49 | 21.16 | Providing and fixing brass bib cock of approved quality: (b) 20 mm nominal bore | 2 | Each |  | 0
50 | 21.46 | Providing and placing on terrace (at all floor levels) polyethylene water storage tank, ls:12701 marked, with cover and suitable locking arrangement,…......... (c) 1000 litre capacity | 1000 | Litre |  | 0
51 | 21.1 | Providing and fixing Chlorinated Polyvinyl Chloride (CPVC) pipes including all CPVC plain & brass threaded fittings, …....... (ix) 100mm diameter | 10 | Rm |  | 0
52 | 21.11 | Providing and fixing G.I. pipes complete with G.I. fittings and clamps, i/c cutting and making good the walls etc. Internal work - Exposed on wall (ii) 20 mm diameter nominal bore | 80 | Rm |  | 0
Internal Eletrification :-
53 | 1 | Wiring in looping system with copper PVC cable 250/440 volt grade of size 1.5 sqm of approved quality (a) Long Point (i) With Copper conductor | 10 | Each |  | 0
54 | 2 | Wiring as an item No. 1 complete to a light plug point when fixed elsewhere. (a) Long Point (i) With Copper conductor | 3 | Each |  | 0
55 | 4 | Wiring to a power plug as an item No. 1 above with 2 x 4mm (a) Long Point (i) With Copper conductor | 3 | Each |  | 0
56 | 9 | Drawing of Main and Sub- Main line with DGSD approved (b) With 2 x 4 mm² copper conductor (i) With Copper | 80 | m |  | 0
|  | (c) With 2 x 6 mm² copper conductor (i) With Copper | 120 | m |  | 0
57 | 51 | Supplying & fixing of Load Kontaket Miniature Circuit Breakers (MCBs). (b) 6 - 32 Amp SP MCB Capacity | 4 | Each |  | 0
58 | 53 | Supplying fitting & fixing of Load Kontaket Miniature Circuit Breakers Double Pole (Isolator) (b) 32 - 125 Amp TP Isolator | 1 | Each |  | 0
59 | 55 | Supplying fitting & fixing of Single opening Metal Enclosure MCB Distribution Box. (b) 4/6/8 Way | 2 | Each |  | 0
60 | 62 | Supplying fitting & fixing T5/T8/T9 etc Fluorescent tube light fitting complete | 6 | Each |  | 0
SEPTIC TANK & SOAK PIT :-
61 | 2.1 | Earthwork in excavation by manual means up to a depth of 2m below the existing ground level,…........ (a) All kinds of soil | 10.06 | Cum |  | 0
62 | 12.5 | Providing soling with stone/ best quality picked jhama brick, sand packed and laid to level…........ (b/i) Stone soling of thickness 100mm | 4.5 | Sqm |  | 0
63 | 5.1 | Plain cement concrete works in foundation bed for footing steps, walls, brick works etc below plinth level,…..... (b) 1 :3:6 | 0.45 | Cum |  | 0
64 | 4 | Centering and shutterlng lncludlng struttlng, propplng etc. and removal of form for all heights complcte,…........ (4.1) Foundations, footings, bases of columns, etc. for mass concrete | 0.9 | Sqm |  | 0
|  | (4.4)Lintels, beams, plinth beams, girders, bressumers and cantilevers | 1.08 | Sqm |  | 0
|  | (4.3)Slabs, roofs, landings, balconies and access platform, shelves | 5.4 | Sqm |  | 0
65 | 6.11 | Supplying, fitting and fixing in position reinforcement bars up to lst floor level, conforming to relevant I.S. Code for R.C.C. work.. (b)High Yield Strength Deformed bars or Tor Bars | 1.47 | Qntl |  | 0
66 | 6.1 | Providing and laying in position specified grade of reinforced cement concrete,….......... (b) M20 or 1 :l/2:3 | 1.18 | Cum |  | 0
67 | 7.2 | Brick work with common burnt clay modular lst class bricks in foundation and in plinth: (b)Cement Mortar 1 :6 | 4.69 | Cum |  | 0
68 | 15.2 | 15 mm cement plaster on the rough side of single or half brick wall of mix: (a)1 :4 (1 cement: 4 fine sand) | 45.78 | Sqm |  | 0
69 | 21.10 | Providing and fixing Chlorinated Polyvinyl Chloride (CPVC) pipe including all CPVC plain & brass threaded fittings, (ix) 100mm diameter | 9 | Rm |  | 0
70 | 22.30 | Making soak pit 2.5 in diameter 3,0 metre deep with 45x45cm dry brick honey comb shaft with bricks and S.W. drain pipe 100 mm diamcter,1.8 in long complete as per standard design. | 1 | Each |  | 0
Sub-Total in Figures | [5 empty] | 0
Total in Figures | [5 empty] | 0

## Chamcham (hidden)
Sl.No | Item No. | Description of Items (With brief specification and reference to book of specification) | Quantity | Unit | Rates in INR (in figure) | Amount in INR
Name of Health Facilities: Cham Cham Sub-Centre
Name of Work: Improvement of Sub-Centre Building
1 | 18.1 | Demolishing plain cement concrete including disposal of debris as directed for level (a) Prop (1:3:6) or richer mix | 10.79 | m³ |  | 0
2 | 25.13 | Grading roof with plain cement concrete/cement mortar etc., (c) In CM 1:4 | 10.79 | m³ |  | 0
3 | 15.2 | 15 mm cement plaster on the rough side of single or half brick wall of mix: 1 :4 (1 cement: 4 fine sand) | 215.76 | m³ |  | 0
4 | 21.1 | Providing and fixing Chlorinated Polyvinyl Chloride (CPVC) pipes, including all CPVC fittings. Complete... (ix) 100mm diameter | 36 | m |  | 0
5 | 16.16 | Finishing walls with Acrylic smooth exterior paint of required shade, including scaffolding | 266.65 | m² |  | 0
6 | 16.6 | Distempering with dry distemper of approved brand etc., | 559.34 | m² |  | 0
7 | 12.3 | plain cement concrete apron in prop 1:4:8 with 20 mm down graded coarse aggregate (b) 50 mm thick | 23.25 | m² |  | 0
8 | 10.1 | Providing wood work in frames (Chowkats) of doors etc., (c) With lst class Local wood (i) Pooma/ Hollock/ Gamari/ and the like | 0.37 | m³ |  | 0
9 | 10.5 | Providing fitting and fixing full panelled doors etc. (a) with 1st class local wood (i)(i) 35 mm thick shutters | 13.95 | m² |  | 0
10 | 16.13 | Applying priming coats(i)With ready mixed pink or grey primer on wood work | 40.9 | m² |  | 0
11 | 16.22 | (b)Painting wood work with Deluxe Mufti Surface Paint of required shade | 82.45 | m² |  | 0
12 | 16.22 | (c)Painting Steel work with Deluxe Multi Surface Paint to give an even shade | 34.11 | m² |  | 0
13 | 11.19 | Providing & fixing glass panes with putty…. (a) 4.0 mm thick glass panes | 7.82 | m² |  | 0
Sub-Total in Figures | [5 empty] | 0
Name of Work: Construction of Deep Burial Pit
1 | 2.1 | Earthwork in excavation by manual means up to a depth of 2m below the existing ground level for foundation trenches of foundations, footings…... (a) All kinds of soil | 12.82 | Cum |  | 0
2 | 2.6 | Earthwork in filling (excluding rock) in trenches, plinth, sides of foundation etc ,…........ (a) With available excavated earth | 2.43 | Cum |  | 0
3 | 2.3 | Extra over item no. 2.1 and 2.2 above for each lm depth or part thereof beyond the initial depth of 2m…. | 0.65 | Cum |  | 0
4 | 2.8 | Disposal Of surplus earth/ unserviceable material from thework site including loading and unloading completo as directed. (a)First 5 KM | 10.39 | Cum |  | 0
5 | 12.5 | Providing soling with stone/ best quality picked jhama brick, sand packed and laid to level…. (b/i) Stone soling of thickness 100mm | 7.56 | Sqm |  | 0
6 | 5.1 | Plain cement concrete works in foundation bed for footing steps, walls, brick works etc below plinth level…..........(b) 1 :3:6 | 0.76 | Cum |  | 0
7 | 8.1 | Plandom rubble masonry with hard stone in foundation and plinth including levelling up with cement concrete 1:6:12 up to plinth level with: (a) Cement mortar 1 :6 | 3.24 | Cum |  | 0
8 | 4 | Centering and shutterlng lncludlng struttlng, propplng etc. and removal of form for all heights complcte and as directed by Engineer in charge.
9 | 4.1 | Foundations, footings, bases of columns, etc. for mass concrete | 2.16 | Sqm |  | 0
10 | 4.4 | Lintels, beams, plinth beams, girders, bressumers and cantilevers | 5.4 | Sqm |  | 0
11 | 4.3 | Slabs, roofs, landings, balconies and access platform, shelves | 9.88 | Sqm |  | 0
12 | 6.11 | Supplying, fitting and fixing in position reinforcement bars up to lst floor level, conforming to relevant I.S. Code for RC.C. work…... (b)High Yield Strength Deformed bars or Tor Bars | 3.22 | Qntl |  | 0
13 | 6.1 | Providing and laying in position specified grade of reinforced cement concrete, excluding the cost Of centerjng, shuttering, finishing and reinforcement- All work up to plinth level: (b) M20 or 1 :l/2:3 | 1.55 | Cum |  | 0
14 | 7.9 | Half brick masonry with common burnt clay (non modular) 1st class bricks in foundations and in plinth: Cement mortar 1 :4 | 1.13 | Sqm |  | 0
15 | 15.2 | 15 mm cement plaster on the rough side of single or half brick wall of mix: (a)1 :4 (1 cement: 4 fine sand) | 15.4 | Sqm |  | 0
16 | 11.15 | Steel work welded in built up sections /framed work including cutting, hoisting, fixing in position and applying a priming coat Of approved steel primer using structural steel etc. as required. | 54.94 | Kg |  | 0
17 | 16.12 | Applying priming coat : With ready mixed red oxide zinc chromate primer Of approved brand and manufacture on steel galvanised iron/ steel works | 1.62 | Sqm |  | 0
18 | 16.22 | Painting Steel work with Deluxe Multi Surface Paint to give an even shade. Two or more coat applied @ 0.90 ltr/10 sqm over an under coat of primer applied @ 0.80 ltr/10 sqm ofapproved brand and manufacture | 1.62 | Sqm |  | 0
Fencing :-
19 | 2.1 | Earthwork in excavation by manual means up to a depth of 2m below the existing ground level for foundation trenches of foundations, footings…... (a) All kinds of soil | 2.4 | Cum |  | 0
20 | 12.5 | Providing soling with stone/ best quality picked jhama brick, sand packed and laid to level…. (b/i) Stone soling of thickness 100mm | 4 | Sqm |  | 0
21 | 5.1 | Plain cement concrete works in foundation bed for footing steps, walls, brick works etc below plinth level…..........(b) 1 :3:6 | 0.98 | Cum |  | 0
22 | 4 | Centering and shutterlng lncludlng struttlng, propplng etc. and removal of form for all heights complcte and as directed by Engineer in charge.
23 | 4.1 | Foundations, footings, bases of columns, etc. for mass concrete | 10.88 | Sqm |  | 0
24 | 19.11 | Providing and fixing G.I. chain link fabric fencing of required width in mesh size 25x25 mm made Of G.I. wire of dia. 3 mm including strengthening with 2 mm dia. wire or nuts, bolts and washers as required complcte as per the direction Of Engineer-in-charge. | 16 | Sqm |  | 0
25 | 11.15 | Steel work welded in built up sections/framed work including cutting, hoisting, fixing in position and applying a priming coat Of approved steel primer using structural steel etc. as required. | 134.89 | Kg |  | 0
26 | 16.12 | Applying priming coat : With ready mixed red oxide zinc chromate primer Of approved brand and manufacture on steel galvanised iron/ steel works | 32 | Sqm |  | 0
27 | 16.22 | Painting Steel work with Deluxe Multi Surface Paint to give an even shade. Two or more coat applied @ 0.90 ltr/10 sqm over an under coat of primer applied @ 0.80 ltr/10 sqm ofapproved brand and manufacture | 32 | Sqm |  | 0
Sub-Total in Figures | [5 empty] | 0
Name of Work: Construction of Sharp Pit
1 | 2.1 | Earthwork in excavation by manual means up to a depth of 2m below the existing ground level for foundation trenches of foundations, footings…... (a) All kinds of soil | 17.52 | Cum |  | 0
2 | 2.6 | Earthwork in filling (excluding rock) in trenches, plinth, sides of foundation etc ,…........ (a) With available excavated earth | 4.5 | Cum |  | 0
3 | 2.3 | Extra over item no. 2.1 and 2.2 above for each lm depth or part thereof beyond the initial depth of 2m…. | 2.29 | Cum |  | 0
4 | 2.8 | Disposal Of surplus earth/ unserviceable material from thework site including loading and unloading completo as directed. (a)First 5 KM | 13.02 | Cum |  | 0
5 | 12.5 | Providing soling with stone/ best quality picked jhama brick, sand packed and laid to level…. (b/i) Stone soling of thickness 100mm | 6.55 | Sqm |  | 0
6 | 5.1 | Plain cement concrete works in foundation bed for footing steps, walls, brick works etc below plinth level…..........(b) 1 :3:6 | 0.66 | Cum |  | 0
7 | 4 | Centering and shutterlng lncludlng struttlng, propplng etc. and removal of form for all heights complcte and as directed by Engineer in charge.
| 4.1 | Foundations, footings, bases of columns, etc. for mass concrete | 1.02 | Sqm |  | 0
| 4.4 | Lintels, beams, plinth beams, girders, bressumers and cantilevers | 1.42 | Sqm |  | 0
| 4.3 | Slabs, roofs, landings, balconies and access platform, shelves | 6.51 | Sqm |  | 0
8 | 6.11 | Supplying, fitting and fixing in position reinforcement bars up to lst floor level, conforming to relevant I.S. Code for RC.C. work…... (b)High Yield Strength Deformed bars or Tor Bars | 0.76 | Qntl |  | 0
9 | 6.1 | Providing and laying in position specified grade of reinforced cement concrete, excluding the cost Of centerjng, shuttering, finishing and reinforcement- All work up to plinth level: (b) M20 or 1 :l/2:3 | 0.72 | Cum |  | 0
10 | 7.2 | Brick work with common burnt clay modular lst class bricks in foundation and in plinth: | 5.1 | Cum |  | 0
11 | 15.2 | 15 mm cement plaster on the rough side of single or half brick wall of mix: (a)1 :4 (1 cement: 4 fine sand) | 37.49 | Sqm |  | 0
12 | 11.16 | Providing and fixing hand rail of approved size bywelding etc. to steel ladder railing, balcony railing, staircase railing and similar works, including applying priming coat of approvedsteel primer. (c ) G.I. pipes | 27.85 | Kg |  | 0
13 | 16.12 | Applying priming coat : With ready mixed red oxide zinc chromate primer Of approved brand and manufacture on steel galvanised iron/ steel works | 0.53 | Sqm |  | 0
18 | 16.22 | Painting Steel work with Deluxe Multi Surface Paint to give an even shade. Two or more coat applied @ 0.90 ltr/10 sqm over an under coat of primer applied @ 0.80 ltr/10 sqm ofapproved brand and manufacture | 0.53 | Sqm |  | 0
Fencing :-
19 | 2.1 | Earthwork in excavation by manual means up to a depth of 2m below the existing ground level for foundation trenches of foundations, footings…... (a) All kinds of soil | 2.4 | Cum |  | 0
20 | 12.5 | Providing soling with stone/ best quality picked jhama brick, sand packed and laid to level…. (b/i) Stone soling of thickness 100mm | 4 | Sqm |  | 0
21 | 5.1 | Plain cement concrete works in foundation bed for footing steps, walls, brick works etc below plinth level…..........(b) 1 :3:6 | 0.98 | Cum |  | 0
22 | 4 | Centering and shutterlng lncludlng struttlng, propplng etc. and removal of form for all heights complcte and as directed by Engineer in charge.
23 | 4.1 | Foundations, footings, bases of columns, etc. for mass concrete | 10.88 | Sqm |  | 0
24 | 19.11 | Providing and fixing G.I. chain link fabric fencing of required width in mesh size 25x25 mm made Of G.I. wire of dia. 3 mm including strengthening with 2 mm dia. wire or nuts, bolts and washers as required complcte as per the direction of Engineer-in-charge. | 16 | Sqm |  | 0
25 | 11.15 | Steel work welded in built up sections/framed work including cutting, hoisting, fixing in position and applying a priming coat Of approved steel primer using structural steel etc. as required. | 134.69 | Kg |  | 0
26 | 16.12 | Applying priming coat : With ready mixed red oxide zinc chromate primer Of approved brand and manufacture on steel galvanised iron/ steel works | 32 | Sqm |  | 0
27 | 16.22 | Painting Steel work with Deluxe Multi Surface Paint to give an even shade. Two or more coat applied @ 0.90 ltr/10 sqm over an under coat of primer applied @ 0.80 ltr/10 sqm ofapproved brand and manufacture | 32 | Sqm |  | 0
Sub-Total in Figures | [5 empty] | 0
Total in Figures | [5 empty] | 0

## Lad Rymbai (hidden)
Sl.No | Item No. | Description of Items (With brief specification and reference to book of specification) | Quantity | Unit | Rates in INR (in figure) | Amount in INR
Name of Health Facilities: Ladrymbai Sub-Centre
Name of Work: Construction of Deep Burial Pit
1 | 2.1 | Earthwork in excavation by manual means up to a depth of 2m below the existing ground level for foundation trenches of foundations, footings…... (a) All kinds of soil | 12.82 | Cum |  | 0
2 | 2.6 | Earthwork in filling (excluding rock) in trenches, plinth, sides of foundation etc ,…........ (a) With available excavated earth | 2.43 | Cum |  | 0
3 | 2.3 | Extra over item no. 2.1 and 2.2 above for each lm depth or part thereof beyond the initial depth of 2m…. | 0.65 | Cum |  | 0
4 | 2.8 | Disposal Of surplus earth/ unserviceable material from thework site including loading and unloading completo as directed. (a)First 5 KM | 10.39 | Cum |  | 0
5 | 12.5 | Providing soling with stone/ best quality picked jhama brick, sand packed and laid to level…. (b/i) Stone soling of thickness 100mm | 7.56 | Sqm |  | 0
6 | 5.1 | Plain cement concrete works in foundation bed for footing steps, walls, brick works etc below plinth level…..........(b) 1 :3:6 | 0.76 | Cum |  | 0
7 | 8.1 | Plandom rubble masonry with hard stone in foundation and plinth including levelling up with cement concrete 1:6:12 up to plinth level with: (a) Cement mortar 1 :6 | 3.24 | Cum |  | 0
8 | 4 | Centering and shutterlng lncludlng struttlng, propplng etc. and removal of form for all heights complcte and as directed by Engineer in charge.
9 | 4.1 | Foundations, footings, bases of columns, etc. for mass concrete | 2.16 | Sqm |  | 0
10 | 4.4 | Lintels, beams, plinth beams, girders, bressumers and cantilevers | 5.4 | Sqm |  | 0
11 | 4.3 | Slabs, roofs, landings, balconies and access platform, shelves | 9.88 | Sqm |  | 0
12 | 6.11 | Supplying, fitting and fixing in position reinforcement bars up to lst floor level, conforming to relevant I.S. Code for RC.C. work…... (b)High Yield Strength Deformed bars or Tor Bars | 3.22 | Qntl |  | 0
13 | 6.1 | Providing and laying in position specified grade of reinforced cement concrete, excluding the cost Of centerjng, shuttering, finishing and reinforcement- All work up to plinth level: (b) M20 or 1 :l/2:3 | 1.55 | Cum |  | 0
14 | 7.9 | Half brick masonry with common burnt clay (non modular) 1st class bricks in foundations and in plinth: Cement mortar 1 :4 | 1.13 | Sqm |  | 0
15 | 15.2 | 15 mm cement plaster on the rough side of single or half brick wall of mix: (a)1 :4 (1 cement: 4 fine sand) | 15.4 | Sqm |  | 0
16 | 11.15 | Steel work welded in built up sections /framed work including cutting, hoisting, fixing in position and applying a priming coat Of approved steel primer using structural steel etc. as required. | 54.94 | Kg |  | 0
17 | 16.12 | Applying priming coat : With ready mixed red oxide zinc chromate primer Of approved brand and manufacture on steel galvanised iron/ steel works | 1.62 | Sqm |  | 0
18 | 16.22 | Painting Steel work with Deluxe Multi Surface Paint to give an even shade. Two or more coat applied @ 0.90 ltr/10 sqm over an under coat of primer applied @ 0.80 ltr/10 sqm ofapproved brand and manufacture | 1.62 | Sqm |  | 0
Fencing :-
19 | 2.1 | Earthwork in excavation by manual means up to a depth of 2m below the existing ground level for foundation trenches of foundations, footings…... (a) All kinds of soil | 2.4 | Cum |  | 0
20 | 12.5 | Providing soling with stone/ best quality picked jhama brick, sand packed and laid to level…. (b/i) Stone soling of thickness 100mm | 4 | Sqm |  | 0
21 | 5.1 | Plain cement concrete works in foundation bed for footing steps, walls, brick works etc below plinth level…..........(b) 1 :3:6 | 0.98 | Cum |  | 0
22 | 4 | Centering and shutterlng lncludlng struttlng, propplng etc. and removal of form for all heights complcte and as directed by Engineer in charge.
23 | 4.1 | Foundations, footings, bases of columns, etc. for mass concrete | 10.88 | Sqm |  | 0
24 | 19.11 | Providing and fixing G.I. chain link fabric fencing of required width in mesh size 25x25 mm made Of G.I. wire of dia. 3 mm including strengthening with 2 mm dia. wire or nuts, bolts and washers as required complcte as per the direction Of Engineer-in-charge. | 16 | Sqm |  | 0
25 | 11.15 | Steel work welded in built up sections/framed work including cutting, hoisting, fixing in position and applying a priming coat Of approved steel primer using structural steel etc. as required. | 134.89 | Kg |  | 0
26 | 16.12 | Applying priming coat : With ready mixed red oxide zinc chromate primer Of approved brand and manufacture on steel galvanised iron/ steel works | 32 | Sqm |  | 0
27 | 16.22 | Painting Steel work with Deluxe Multi Surface Paint to give an even shade. Two or more coat applied @ 0.90 ltr/10 sqm over an under coat of primer applied @ 0.80 ltr/10 sqm ofapproved brand and manufacture | 32 | Sqm |  | 0
Sub-Total in Figures | [5 empty] | 0
Name of Work: Construction of Sharp Pit
1 | 2.1 | Earthwork in excavation by manual means up to a depth of 2m below the existing ground level for foundation trenches of foundations, footings…... (a) All kinds of soil | 16.27 | Cum |  | 0
2 | 2.6 | Earthwork in filling (excluding rock) in trenches, plinth, sides of foundation etc ,…........ (a) With available excavated earth | 4.32 | Cum |  | 0
3 | 2.3 | Extra over item no. 2.1 and 2.2 above for each lm depth or part thereof beyond the initial depth of 2m…. | 2.12 | Cum |  | 0
4 | 2.8 | Disposal Of surplus earth/ unserviceable material from thework site including loading and unloading completo as directed. (a)First 5 KM | 11.95 | Cum |  | 0
5 | 12.5 | Providing soling with stone/ best quality picked jhama brick, sand packed and laid to level…. (b/i) Stone soling of thickness 100mm | 6.05 | Sqm |  | 0
6 | 5.1 | Plain cement concrete works in foundation bed for footing steps, walls, brick works etc below plinth level…..........(b) 1 :3:6 | 0.61 | Cum |  | 0
7 | 4 | Centering and shutterlng lncludlng struttlng, propplng etc. and removal of form for all heights complcte and as directed by Engineer in charge.
| 4.1 | Foundations, footings, bases of columns, etc. for mass concrete | 0.98 | Sqm |  | 0
| 4.4 | Lintels, beams, plinth beams, girders, bressumers and cantilevers | 1.36 | Sqm |  | 0
| 4.3 | Slabs, roofs, landings, balconies and access platform, shelves | 6.01 | Sqm |  | 0
8 | 6.11 | Supplying, fitting and fixing in position reinforcement bars up to lst floor level, conforming to relevant I.S. Code for RC.C. work…... (b)High Yield Strength Deformed bars or Tor Bars | 0.73 | Qntl |  | 0
9 | 6.1 | Providing and laying in position specified grade of reinforced cement concrete, excluding the cost Of centerjng, shuttering, finishing and reinforcement- All work up to plinth level: (b) M20 or 1 :l/2:3 | 0.67 | Cum |  | 0
10 | 7.2 | Brick work with common burnt clay modular lst class bricks in foundation and in plinth: | 4.87 | Cum |  | 0
11 | 15.2 | 15 mm cement plaster on the rough side of single or half brick wall of mix: (a)1 :4 (1 cement: 4 fine sand) | 35.09 | Sqm |  | 0
12 | 11.16 | Providing and fixing hand rail of approved size bywelding etc. to steel ladder railing, balcony railing, staircase railing and similar works, including applying priming coat of approvedsteel primer. (c ) G.I. pipes | 27.85 | Kg |  | 0
13 | 16.12 | Applying priming coat : With ready mixed red oxide zinc chromate primer Of approved brand and manufacture on steel galvanised iron/ steel works | 0.53 | Sqm |  | 0
18 | 16.22 | Painting Steel work with Deluxe Multi Surface Paint to give an even shade. Two or more coat applied @ 0.90 ltr/10 sqm over an under coat of primer applied @ 0.80 ltr/10 sqm ofapproved brand and manufacture | 0.53 | Sqm |  | 0
Fencing :-
19 | 2.1 | Earthwork in excavation by manual means up to a depth of 2m below the existing ground level for foundation trenches of foundations, footings…... (a) All kinds of soil | 2.4 | Cum |  | 0
20 | 12.5 | Providing soling with stone/ best quality picked jhama brick, sand packed and laid to level…. (b/i) Stone soling of thickness 100mm | 4 | Sqm |  | 0
21 | 5.1 | Plain cement concrete works in foundation bed for footing steps, walls, brick works etc below plinth level…..........(b) 1 :3:6 | 0.98 | Cum |  | 0
22 | 4 | Centering and shutterlng lncludlng struttlng, propplng etc. and removal of form for all heights complcte and as directed by Engineer in charge.
23 | 4.1 | Foundations, footings, bases of columns, etc. for mass concrete | 10.88 | Sqm |  | 0
24 | 19.11 | Providing and fixing G.I. chain link fabric fencing of required width in mesh size 25x25 mm made Of G.I. wire of dia. 3 mm including strengthening with 2 mm dia. wire or nuts, bolts and washers as required complcte as per the direction Of Engineer-in-charge. | 16 | Sqm |  | 0
25 | 11.15 | Steel work welded in built up sections/framed work including cutting, hoisting, fixing in position and applying a priming coat Of approved steel primer using structural steel etc. as required. | 134.89 | Kg |  | 0
26 | 16.12 | Applying priming coat : With ready mixed red oxide zinc chromate primer Of approved brand and manufacture on steel galvanised iron/ steel works | 32 | Sqm |  | 0
27 | 16.22 | Painting Steel work with Deluxe Multi Surface Paint to give an even shade. Two or more coat applied @ 0.90 ltr/10 sqm over an under coat of primer applied @ 0.80 ltr/10 sqm ofapproved brand and manufacture | 32 | Sqm |  | 0
Sub-Total in Figures | [5 empty] | 0
Name of Work: Construction Labour Room including Internal Water Supply and Inetrnal Electrification, and Septic Tank
1 | 2.1 | Earthwork in excavation by manual means up to a depth of 2m below the existing ground level….... (a) All kinds of soil | 50.67 | Cum |  | 0
2 | 2.6 | Earthwork in filling (excluding rock) in trenches, plinth, sides of foundation,…......... (a) With available excavated earth | 40.67 | Cum |  | 0
3 | 2.9 | Earth work in excavation by manuav mechanical means(Hydraulic excavator) over areas…........... (a)All kinds of soil | 70.52 | Cum |  | 0
4 | 2.8 | Disposal Of surplus earth/ unserviceable material from thework site including loading and unloading complete ….... (a)First 5 KM | 80.52 | Cum |  | 0
5 | 12.5 | Providing soling with stone/ best quality picked jhama brick, sand packed and laid to level…........ (b/i) Stone soling of thickness 100mm | 70.77 | Sqm |  | 0
6 | 5.1 | Plain cement concrete works in foundation bed for footing steps, walls, brick works etc below plinth level…................. (b) 1 :3:6 | 7.08 | Cum |  | 0
7 | 8.1 | Plandom rubble masonry with hard stone in foundation and plinth including levelling up with cement concrete 1:6:12…............. (a) Cement mortar 1 :6 | 7.69 | Cum |  | 0
8 | 4 | Centering and shuttering lncludlng strutting, propplng etc. and removal of form for all heights complete
|  | (4.1) Foundations, footings, bases of columns, etc. for mass concrete | 19.92 | Sqm |  | 0
|  | (4.4)Lintels, beams, plinth beams, girders, bressumers and cantilevers | 48.88 | Sqm |  | 0
|  | (4.5)Columns, Pillars, Piers, Abutments, Posts and struts | 25.2 | Sqm |  | 0
|  | (4.3)Slabs, roofs, landings, balconies and access platform, shelves | 56.45 | Sqm |  | 0
9 | 6.11 | Supplying, fitting and fixing in position reinforcement bars up to lst floor level, conforming to relevant I.S. Code for R.C.C. work…..... (b)High Yield Strength Deformed bars or Tor Bars | 24.04 | Qntl |  | 0
10 | 6.1 | Providing and laying in position specified grade of reinforced cement concrete,….......... (b) M20 or 1 :l/2:3 | 12.31 | Cum |  | 0
11 | 6.2 | Reinforced cement concrete work in walls (any thickness), including attached pilasters, buttresses, fillets, columns,pillars, posts and struts etc. above plinth level up to first floor level…...................... (b) M20 or 1 :l/2:3 | 9.9 | Cum |  | 0
12 | 12.2 | Providing and laying damp proof course with cement concretein prop 1 :11/2:3…....... (b)25mm thick | 7.11 | Sqm |  | 0
13 | 12.8 | Cement concrcte floor topping 1:1:2 (1 cement: 1 coarsesand: 2 stone aggregate) finished with a floating coat of neat cement, including cement slurry, complete. (b)20mm thick | 51.87 | Sqm |  | 0
14 | 7.1 | Half brick masonry with common burnt clay (non modular) lst class bricks in superstructure above plinth level up to first floor level,. (b) Cement mortar 1 :4 | 89.13 | Sqm |  | 0
15 | 7.2 | Brick work with common burnt clay modular lst class bricks in foundation and in plinth: (b)Cement Mortar 1 :6 | 0.28 | Cum |  | 0
16 | 15.2 | 15 mm cement plaster on the rough side of single or half brick wall of mix: (a)1 :4 (1 cement: 4 fine sand) | 243.19 | Sqm |  | 0
17 | 16.11 | Applying one coat of water thinnable cement primer of approved brand and manufacture on surfaces: Water thinnable cement primer | 243.19 | Sqm |  | 0
18 | 16.17 | Finishing walls with Premium Acrylic Smooth exterior paintwith Silicone additives of required shade, including scaffolding: New work ITwo or more coats | 114.29 | Sqm |  | 0
19 | 16.6 | Distempering with dry distemper of approved brand and manufacture (two or more coats) of required shade on new work…........ | 128.9 | Sqm |  | 0
20 | 12.41 | Providing and laying vitrified floor tiles in different sizes and conforming to ls:15622, of approved make, in all colours and shades laid on 20 mm thick cement mortar 1:4 (b) Size of tile 600x600 mm | 35.32 | Sqm |  | 0
21 | 9.27 | Providing polished VITRIFIED wall tiles of approved quality, size, shape and thickness not less than 8 mm on walls and skirting over cement mortar bed 10 mm thick in prop.1:3…... (b) Premium range | 65.57 | Sqm |  | 0
22 | 10.1 | Providing wood work in frames Of doors, windows, clerestory windows and other frames…. (c) With lst class Local wood (i) Pooma/ Hollock/ Gamari/ | 0.14 | Cum |  | 0
23 | 10.5 | Providing and fixing panelled or panelled and glazed shutters for doors, windows and clerestory windows ….. (c) With lst class Local wood Pooma/ Hollock/ Gamari/ and the like (i) 35 mm thick shutters | 5.04 | Sqm |  | 0
24 | 16.12 | Applying priming coat: (a)With ready mked pink or Grey primer Of approved brand and manufacture on wood work (hard and soft wood) | 6.44 | Sqm |  | 0
25 | 16.22 | Finishing with Deluxe Multi surface paint system for interiors and exteriors….....(b)Painting wood work with Deluxe Mufti Surface Paint of required shade. Two or more coats | 6.44 | Sqm |  | 0
26 | 24.1 | Providing and fixing aluminium work for doors, windows, ventilators and partitions with extruded built up standard tubular sections/appropriate Z sections and other sections of approved make…...... (a) For fixed portion (i)Anodised aluminium | 101.85 | Kg |  | 0
27 | 24.2 | Providing and fixing 12 mm thick pre-laminated particle board flat pressed three layer or graded wood particle board, in panelling fixed in aluminium doors, windows shutters and partition (b)Pre-laminated particle board with decorative lamination on both sides | 28.81 | Sqm |  | 0
28 | 24.3 | Providing and fixing glazing in aluminium door. window, ventilator shutters and partitions etc…. (b)With float glass panes of 4.0 mm thickness | 11.1 | Sqm |  | 0
29 | 24.4 | Providing and fixing double action hydraulic floor spring of approved brand and manufacture,…...... a) With stainless steel cover plate minimum 1.25 mm thickness | 3 | Each |  | 0
30 | 24.12 | Providing and fixing aluminium tubular handle bar 32 mm outer dia, 3.0 mm thick & 2100 mm long with SS screws etc. . (a)Anodized (AC 15) aluminium tubular handle bar | 6 | Each |  | 0
31 | 24.13 | Providing and fixing Brass 100 mm mortise latch and lock with 6 levers without pair of handles (best make of approved quality) for aluminium doors including necessary cutting and making good etc. complete. | 12 | Each |  | 0
32 | 11.22 | Providing, fitting and fixing steel windows (including ventilators) of standard rolled steel sections as per relevant I.S. Code,…........ (a) Openable | 6.84 | Sqm |  | 0
33 | 11.24 | Providing and fixing M.S. grills Of required pattern in trames Of windows, etc. with M.S. flats, square or round bars, etc…. (a)Fixed to steel windows by welding | 242.88 | Kg |  | 0
34 | 11.19 | Providing & fixing glass panes with putty and glazing clips in steel doors, windows, clerestory windows, all complete with (b) 4 mm thick | 6.84 | Sqm |  | 0
35 | 16.22 | Finishing with Deluxe Multi surface paint system for interiors and exteriors ,…(c)Painting Steel work with Deluxe Multi Surface Paint to give an even shade. Two or more coat | 9.09 | Sqm |  | 0
Plinth Protection :-
36 | 2.1 | Earthwork in excavation by manual means up to a depth of 2m below the existing ground level,….. (a) All kinds of soil | 18 | Cum |  | 0
37 | 12.4 | Making plinth protection 50mm thick of cement concrete 1:3:6(1 cement: 3 coarse sand: 6 graded stone aggregate 20 mm nominal size) over 75 mm thick bed of dry brick ballast 40 mm nominal size | 60 | Sqm |  | 0
38 | 12.5 | Providing soling with stone/ best quality picked jhama brick, sand packed and laid to level…........ (b/i) Stone soling of thickness 100mm | 50 | Sqm |  | 0
39 | 5.1 | Plain cement concrete works in foundation bed for footing steps, walls, brick works etc below plinth level…........ (b) 1 :3:6 | 3.75 | Cum |  | 0
40 | 4 | Centering and shutterlng lncludlng struttlng, propplng etc. and removal of form for all heights complcte (4.1) Foundations, footings, bases of columns, etc. for mass concrete | 20 | Sqm |  | 0
41 | 7.2 | Brick work with common burnt clay modular lst class bricks in foundation and in plinth: (b)Cement Mortar 1 :6 | 4.8 | Cum |  | 0
42 | 15.2 | 15 mm cement plaster on the rough side of single or half brick wall of mix: (a)1 :4 (1 cement: 4 fine sand) | 80 | Sqm |  | 0
Internal Sanitary and Plumbing :-
43 | 20.1 | Providing and fixing water closet squatting pan (Indian type W.C. pan) with 100 mm sand Cast Iron P or S trap, 10 litre low level white P.V.C. flushing cistern, including flush pipe…........ (a)White Vitreous china Orissa pattern W.C, pan of size 580x440 mm | 1 | Each |  | 0
44 | 20.2 | Providing and fixing a pair of white vitreous china foot rests of standard pattern for squatting pan water closet: (a)250xl 30x30 mm | 1 | Each |  | 0
45 | 20.7 | Providing and fixing wash basin with C.I. brackets, 15 mm C.P. brass pillar taps, 32 mm C.P. brass waste of standard patter,…......... (a)White Vitreous China Wash basin size 630x450 mm with a pair of 15 mm C.P. brass pillar taps | 1 | Each |  | 0
46 | 20.24 | providing and fixing G.I inlet connection for flush pipe connection with W.C Pan | 1 | Each |  | 0
47 | 20.32 | providing and fixing PVC waste pipe for sink or wash basin including PVC waste fitting complete. (a)semi-rigid pipe (ii)40mm dia | 1 | Each |  | 0
48 | 20.39 | providing and fixing soil, waste and vent pipe :- (a)100mm dia (i)sand cast iron S&S pipe as per IS:1729 | 10 | Rm |  | 0
49 | 21.16 | Providing and fixing brass bib cock of approved quality: (b) 20 mm nominal bore | 2 | Each |  | 0
50 | 21.46 | Providing and placing on terrace (at all floor levels) polyethylene water storage tank, ls:12701 marked, with cover and suitable locking arrangement,…......... (c) 1000 litre capacity | 1000 | Litre |  | 0
51 | 21.1 | Providing and fixing Chlorinated Polyvinyl Chloride (CPVC) pipes including all CPVC plain & brass threaded fittings, …....... (ix) 100mm diameter | 10 | Rm |  | 0
52 | 21.11 | Providing and fixing G.I. pipes complete with G.I. fittings and clamps, i/c cutting and making good the walls etc. Internal work - Exposed on wall (ii) 20 mm diameter nominal bore | 80 | Rm |  | 0
Internal Eletrification :-
53 | 1 | Wiring in looping system with copper PVC cable 250/440 volt grade of size 1.5 sqm of approved quality (a) Long Point (i) With Copper conductor | 10 | Each |  | 0
54 | 2 | Wiring as an item No. 1 complete to a light plug point when fixed elsewhere. (a) Long Point (i) With Copper conductor | 3 | Each |  | 0
55 | 4 | Wiring to a power plug as an item No. 1 above with 2 x 4mm (a) Long Point (i) With Copper conductor | 3 | Each |  | 0
56 | 9 | Drawing of Main and Sub- Main line with DGSD approved (b) With 2 x 4 mm² copper conductor (i) With Copper | 80 | m |  | 0
|  | (c) With 2 x 6 mm² copper conductor (i) With Copper | 120 | m |  | 0
57 | 51 | Supplying & fixing of Load Kontaket Miniature Circuit Breakers (MCBs). (b) 6 - 32 Amp SP MCB Capacity | 4 | Each |  | 0
58 | 53 | Supplying fitting & fixing of Load Kontaket Miniature Circuit Breakers Double Pole (Isolator) (b) 32 - 125 Amp TP Isolator | 1 | Each |  | 0
59 | 55 | Supplying fitting & fixing of Single opening Metal Enclosure MCB Distribution Box. (b) 4/6/8 Way | 2 | Each |  | 0
60 | 62 | Supplying fitting & fixing T5/T8/T9 etc Fluorescent tube light fitting complete | 6 | Each |  | 0
SEPTIC TANK & SOAK PIT :-
61 | 2.1 | Earthwork in excavation by manual means up to a depth of 2m below the existing ground level,…........ (a) All kinds of soil | 10.06 | Cum |  | 0
62 | 12.5 | Providing soling with stone/ best quality picked jhama brick, sand packed and laid to level…........ (b/i) Stone soling of thickness 100mm | 4.5 | Sqm |  | 0
63 | 5.1 | Plain cement concrete works in foundation bed for footing steps, walls, brick works etc below plinth level,…..... (b) 1 :3:6 | 0.45 | Cum |  | 0
64 | 4 | Centering and shutterlng lncludlng struttlng, propplng etc. and removal of form for all heights complcte,…........ (4.1) Foundations, footings, bases of columns, etc. for mass concrete | 0.9 | Sqm |  | 0
|  | (4.4)Lintels, beams, plinth beams, girders, bressumers and cantilevers | 1.08 | Sqm |  | 0
|  | (4.3)Slabs, roofs, landings, balconies and access platform, shelves | 5.4 | Sqm |  | 0
65 | 6.11 | Supplying, fitting and fixing in position reinforcement bars up to lst floor level, conforming to relevant I.S. Code for R.C.C. work.. (b)High Yield Strength Deformed bars or Tor Bars | 1.47 | Qntl |  | 0
66 | 6.1 | Providing and laying in position specified grade of reinforced cement concrete,….......... (b) M20 or 1 :l/2:3 | 1.18 | Cum |  | 0
67 | 7.2 | Brick work with common burnt clay modular lst class bricks in foundation and in plinth: (b)Cement Mortar 1 :6 | 4.69 | Cum |  | 0
68 | 15.2 | 15 mm cement plaster on the rough side of single or half brick wall of mix: (a)1 :4 (1 cement: 4 fine sand) | 45.78 | Sqm |  | 0
69 | 21.10 | Providing and fixing Chlorinated Polyvinyl Chloride (CPVC) pipe including all CPVC plain & brass threaded fittings, (ix) 100mm diameter | 9 | Rm |  | 0
70 | 22.30 | Making soak pit 2.5 in diameter 3,0 metre deep with 45x45cm dry brick honey comb shaft with bricks and S.W. drain pipe 100 mm diamcter,1.8 in long complete as per standard design. | 1 | Each |  | 0
Sub-Total in Figures | [5 empty] | 0
Total in Figures | [5 empty] | 0

## Sohkymphor (hidden)
Sl.No | Item No. | Description of Items (With brief specification and reference to book of specification) | Quantity | Unit | Rates in INR (in figure) | Amount in INR
Name of Health Facilities: Sohkymphor Sub-Centre
Name of Work: Improvement of Sub-Centre Building
1 | 18.9 | Demolishing the plastering from Wall/RCC and PCC members etct | 1.61 | m³ |  | 0
2 | 15.2 | 15 mm cement plaster on the rough side of single or half brick wall of mix: 1 :4 (1 cement: 4 fine sand) | 85.39 | m² |  | 0
3 | 10.1 | Providing wood work in frames (Chowkats) of doors etc., (c) With lst class Local wood (i) Pooma/ Hollock/ Gamari/ | 0.32 | m³ |  | 0
4 | 10.5 | Providing fitting and fixing full panelled doors etc. (a) with 1st class local wood (i) (i) 35 mm thick shutters | 7.4 | m² |  | 0
5 | 11.19 | Providing & fixing glass panes with putty…. (a) 4.O mm thick glass panes | 3.95 | m² |  | 0
6 | 12.3 | plain cement concrete apron in prop 1:4:8 with 20 mm down graded coarse aggregate (b) 50 mm thick | 41.33 | Rm |  | 0
7 | 21.1 | Providing and fixing Chlorinated Polyvinyl Chloride (CPVC) pipes, having thermal stability for hot & cold water supply including all CPVC fittings. Complete... External work (ix) 100mm diameter | 20 | Rm |  | 0
8 | 20.1 | Providing fitting and fixing Indian type WC orissa pattern etc., (a) White | 2 | No |  | 0
9 | 16.13 | Applying priming coats .(i)With ready mixed pink or grey primer on wood work | 25.66 | m² |  | 0
10 | 16.22 | (b)Painting wood work with Deluxe Mufti Surface Paint of required shade | 53.56 | m² |  | 0
11 | 16.22 | (c)Painting Steel work with Deluxe Multi Surface Paint to give an even shade | 14.69 | m² |  | 0
12 | 16.16 | Finishing walls with Acrylic smooth exterior paint of required shade, including scaffolding | 114.47 | m² |  | 0
13 | 16.6 | Distempering with dry distemper of approved brand etc., | 283.93 | m² |  | 0
Sub-Total in Figures | [5 empty] | 0
Name of Work: Construction of Deep Burial Pit
1 | 2.1 | Earthwork in excavation by manual means up to a depth of 2m below the existing ground level for foundation trenches of foundations, footings…... (a) All kinds of soil | 12.82 | Cum |  | 0
2 | 2.6 | Earthwork in filling (excluding rock) in trenches, plinth, sides of foundation etc ,…........ (a) With available excavated earth | 2.43 | Cum |  | 0
3 | 2.3 | Extra over item no. 2.1 and 2.2 above for each lm depth or part thereof beyond the initial depth of 2m…. | 0.65 | Cum |  | 0
4 | 2.8 | Disposal Of surplus earth/ unserviceable material from thework site including loading and unloading completo as directed. (a)First 5 KM | 10.39 | Cum |  | 0
5 | 12.5 | Providing soling with stone/ best quality picked jhama brick, sand packed and laid to level…. (b/i) Stone soling of thickness 100mm | 7.56 | Sqm |  | 0
6 | 5.1 | Plain cement concrete works in foundation bed for footing steps, walls, brick works etc below plinth level…..........(b) 1 :3:6 | 0.76 | Cum |  | 0
7 | 8.1 | Plandom rubble masonry with hard stone in foundation and plinth including levelling up with cement concrete 1:6:12 up to plinth level with: (a) Cement mortar 1 :6 | 3.24 | Cum |  | 0
8 | 4 | Centering and shutterlng lncludlng struttlng, propplng etc. and removal of form for all heights complcte and as directed by Engineer in charge.
9 | 4.1 | Foundations, footings, bases of columns, etc. for mass concrete | 2.16 | Sqm |  | 0
10 | 4.4 | Lintels, beams, plinth beams, girders, bressumers and cantilevers | 5.4 | Sqm |  | 0
11 | 4.3 | Slabs, roofs, landings, balconies and access platform, shelves | 9.88 | Sqm |  | 0
12 | 6.11 | Supplying, fitting and fixing in position reinforcement bars up to lst floor level, conforming to relevant I.S. Code for RC.C. work…... (b)High Yield Strength Deformed bars or Tor Bars | 3.22 | Qntl |  | 0
13 | 6.1 | Providing and laying in position specified grade of reinforced cement concrete, excluding the cost Of centerjng, shuttering, finishing and reinforcement- All work up to plinth level: (b) M20 or 1 :l/2:3 | 1.55 | Cum |  | 0
14 | 7.9 | Half brick masonry with common burnt clay (non modular) 1st class bricks in foundations and in plinth: Cement mortar 1 :4 | 1.13 | Sqm |  | 0
15 | 15.2 | 15 mm cement plaster on the rough side of single or half brick wall of mix: (a)1 :4 (1 cement: 4 fine sand) | 15.4 | Sqm |  | 0
16 | 11.15 | Steel work welded in built up sections /framed work including cutting, hoisting, fixing in position and applying a priming coat Of approved steel primer using structural steel etc. as required. | 54.94 | Kg |  | 0
17 | 16.12 | Applying priming coat : With ready mixed red oxide zinc chromate primer Of approved brand and manufacture on steel galvanised iron/ steel works | 1.62 | Sqm |  | 0
18 | 16.22 | Painting Steel work with Deluxe Multi Surface Paint to give an even shade. Two or more coat applied @ 0.90 ltr/10 sqm over an under coat of primer applied @ 0.80 ltr/10 sqm ofapproved brand and manufacture | 1.62 | Sqm |  | 0
Fencing :-
19 | 2.1 | Earthwork in excavation by manual means up to a depth of 2m below the existing ground level for foundation trenches of foundations, footings…... (a) All kinds of soil | 2.4 | Cum |  | 0
20 | 12.5 | Providing soling with stone/ best quality picked jhama brick, sand packed and laid to level…. (b/i) Stone soling of thickness 100mm | 4 | Sqm |  | 0
21 | 5.1 | Plain cement concrete works in foundation bed for footing steps, walls, brick works etc below plinth level…..........(b) 1 :3:6 | 0.98 | Cum |  | 0
22 | 4 | Centering and shutterlng lncludlng struttlng, propplng etc. and removal of form for all heights complcte and as directed by Engineer in charge.
23 | 4.1 | Foundations, footings, bases of columns, etc. for mass concrete | 10.88 | Sqm |  | 0
24 | 19.11 | Providing and fixing G.I. chain link fabric fencing of required width in mesh size 25x25 mm made Of G.I. wire of dia. 3 mm including strengthening with 2 mm dia. wire or nuts, bolts and washers as required complcte as per the direction Of Engineer-in-charge. | 16 | Sqm |  | 0
25 | 11.15 | Steel work welded in built up sections/framed work including cutting, hoisting, fixing in position and applying a priming coat Of approved steel primer using structural steel etc. as required. | 134.89 | Kg |  | 0
26 | 16.12 | Applying priming coat : With ready mixed red oxide zinc chromate primer Of approved brand and manufacture on steel galvanised iron/ steel works | 32 | Sqm |  | 0
27 | 16.22 | Painting Steel work with Deluxe Multi Surface Paint to give an even shade. Two or more coat applied @ 0.90 ltr/10 sqm over an under coat of primer applied @ 0.80 ltr/10 sqm ofapproved brand and manufacture | 32 | Sqm |  | 0
Sub-Total in Figures | [5 empty] | 0
Name of Work: Construction of Sharp Pit
1 | 2.1 | Earthwork in excavation by manual means up to a depth of 2m below the existing ground level for foundation trenches of foundations, footings…... (a) All kinds of soil | 16.27 | Cum |  | 0
2 | 2.6 | Earthwork in filling (excluding rock) in trenches, plinth, sides of foundation etc ,…........ (a) With available excavated earth | 4.32 | Cum |  | 0
3 | 2.3 | Extra over item no. 2.1 and 2.2 above for each lm depth or part thereof beyond the initial depth of 2m…. | 2.12 | Cum |  | 0
4 | 2.8 | Disposal Of surplus earth/ unserviceable material from thework site including loading and unloading completo as directed. (a)First 5 KM | 11.95 | Cum |  | 0
5 | 12.5 | Providing soling with stone/ best quality picked jhama brick, sand packed and laid to level…. (b/i) Stone soling of thickness 100mm | 6.05 | Sqm |  | 0
6 | 5.1 | Plain cement concrete works in foundation bed for footing steps, walls, brick works etc below plinth level…..........(b) 1 :3:6 | 0.61 | Cum |  | 0
7 | 4 | Centering and shutterlng lncludlng struttlng, propplng etc. and removal of form for all heights complcte and as directed by Engineer in charge.
| 4.1 | Foundations, footings, bases of columns, etc. for mass concrete | 0.98 | Sqm |  | 0
| 4.4 | Lintels, beams, plinth beams, girders, bressumers and cantilevers | 1.36 | Sqm |  | 0
| 4.3 | Slabs, roofs, landings, balconies and access platform, shelves | 6.01 | Sqm |  | 0
8 | 6.11 | Supplying, fitting and fixing in position reinforcement bars up to lst floor level, conforming to relevant I.S. Code for RC.C. work…... (b)High Yield Strength Deformed bars or Tor Bars | 0.73 | Qntl |  | 0
9 | 6.1 | Providing and laying in position specified grade of reinforced cement concrete, excluding the cost Of centerjng, shuttering, finishing and reinforcement- All work up to plinth level: (b) M20 or 1 :l/2:3 | 0.67 | Cum |  | 0
10 | 7.2 | Brick work with common burnt clay modular lst class bricks in foundation and in plinth: | 4.87 | Cum |  | 0
11 | 15.2 | 15 mm cement plaster on the rough side of single or half brick wall of mix: (a)1 :4 (1 cement: 4 fine sand) | 35.09 | Sqm |  | 0
12 | 11.16 | Providing and fixing hand rail of approved size bywelding etc. to steel ladder railing, balcony railing, staircase railing and similar works, including applying priming coat of approvedsteel primer. (c ) G.I. pipes | 27.85 | Kg |  | 0
13 | 16.12 | Applying priming coat : With ready mixed red oxide zinc chromate primer Of approved brand and manufacture on steel galvanised iron/ steel works | 0.53 | Sqm |  | 0
18 | 16.22 | Painting Steel work with Deluxe Multi Surface Paint to give an even shade. Two or more coat applied @ 0.90 ltr/10 sqm over an under coat of primer applied @ 0.80 ltr/10 sqm ofapproved brand and manufacture | 0.53 | Sqm |  | 0
Fencing :-
19 | 2.1 | Earthwork in excavation by manual means up to a depth of 2m below the existing ground level for foundation trenches of foundations, footings…... (a) All kinds of soil | 2.4 | Cum |  | 0
20 | 12.5 | Providing soling with stone/ best quality picked jhama brick, sand packed and laid to level…. (b/i) Stone soling of thickness 100mm | 4 | Sqm |  | 0
21 | 5.1 | Plain cement concrete works in foundation bed for footing steps, walls, brick works etc below plinth level…..........(b) 1 :3:6 | 0.98 | Cum |  | 0
22 | 4 | Centering and shutterlng lncludlng struttlng, propplng etc. and removal of form for all heights complcte and as directed by Engineer in charge.
23 | 4.1 | Foundations, footings, bases of columns, etc. for mass concrete | 10.88 | Sqm |  | 0
24 | 19.11 | Providing and fixing G.I. chain link fabric fencing of required width in mesh size 25x25 mm made Of G.I. wire of dia. 3 mm including strengthening with 2 mm dia. wire or nuts, bolts and washers as required complcte as per the direction Of Engineer-in-charge. | 16 | Sqm |  | 0
25 | 11.15 | Steel work welded in built up sections/framed work including cutting, hoisting, fixing in position and applying a priming coat Of approved steel primer using structural steel etc. as required. | 134.89 | Kg |  | 0
26 | 16.12 | Applying priming coat : With ready mixed red oxide zinc chromate primer Of approved brand and manufacture on steel galvanised iron/ steel works | 32 | Sqm |  | 0
27 | 16.22 | Painting Steel work with Deluxe Multi Surface Paint to give an even shade. Two or more coat applied @ 0.90 ltr/10 sqm over an under coat of primer applied @ 0.80 ltr/10 sqm ofapproved brand and manufacture | 32 | Sqm |  | 0
Sub-Total in Figures | [5 empty] | 0
Total in Figures | [5 empty] | 0

## Mukhaialong (hidden)
Sl.No | Item No. | Description of Items (With brief specification and reference to book of specification) | Quantity | Unit | Rates in INR (in figure) | Amount in INR
Name of Health Facilities: Mukhaialong Sub-Centre
Name of Work: Improvement of Sub-Centre Building
1 | 15.2 | 15 mm cement plaster : 1 :4 (1 cement: 4 fine sand) | 43.14 | m² |  | 0
2 | 10.1 | Providing wood work in frames (Chowkats) of doors etc., (c) With lst class Local wood (i) Pooma/ Hollock/ Gamari/ and the like | 0.12 | m³ |  | 0
3 | 10.5 | Providing fitting and fixing full panelled doors etc. (a) with 1st class local wood (i) (i) 35 mm thick shutters | 5.6 | m² |  | 0
4 | 11.22 | Providing, fitting and fixing steel windows (including ventilators) of standard rolled steel sections as per relevant I.S. Code., | 6.8 | m² |  | 0
5 | 16.12 | Providing priming coat over new wood and wood base surface etc | 18.38 | m² |  | 0
6 | 16.12 | Applying priming coat over new steel and other metal surface etc., | 11.36 | m² |  | 0
7 | 11.19 | Providing & fixing glass panes with putty…. (a) 4.O mm thick glass panes | 2.45 | m² |  | 0
8 | 12.3 | plain cement concrete apron in prop 1:4:8 with 20 mm down graded coarse aggregate (b) 50 mm thick | 94.04 | m² |  | 0
9 | 16.22 | (b)Painting wood work with Deluxe Mufti Surface Paint of required shade | 53.56 | m² |  | 0
10 | 16.22 | (c)Painting Steel work with Deluxe Multi Surface Paint to give an even shade | 14.69 | m² |  | 0
11 | 16.6 | Distempering with dry distemper of approved brand etc., | 287.95 | m² |  | 0
12 | 16.16 | Finishing walls with Acrylic smooth exterior paint of required shade, including scaffolding | 114.47 | m² |  | 0
13 | 18.1 | Demolishing plain cement concrete including disposal of debris as directed for all level (a) | 3.26 | m² |  | 0
14 | 25.13 | Grading roof with plain cement concrete/cement , (c) In CM 1:4 | 3.26 | m² |  | 0
15 | 15.2 | 15 mm cement plaster on the rough side of single or half brick wall of mix: 1 :4 (1 cement: 4 fine sand) | 65.24 | m² |  | 0
16 | 21.1 | Providing and fixing Chlorinated Polyvinyl Chloride (CPVC) pipes, having thermal stability for hot & cold water supply including all CPVC fittings. Complete... External work (ix) 100mm diameter | 20 | m |  | 0
Sub-Total in Figures | [5 empty] | 0
Name of Work: Construction of Deep Burial Pit
1 | 2.1 | Earthwork in excavation by manual means up to a depth of 2m below the existing ground level for foundation trenches of foundations, footings…... (a) All kinds of soil | 12.82 | Cum |  | 0
2 | 2.6 | Earthwork in filling (excluding rock) in trenches, plinth, sides of foundation etc ,…........ (a) With available excavated earth | 2.43 | Cum |  | 0
3 | 2.3 | Extra over item no. 2.1 and 2.2 above for each lm depth or part thereof beyond the initial depth of 2m…. | 0.65 | Cum |  | 0
4 | 2.8 | Disposal Of surplus earth/ unserviceable material from thework site including loading and unloading completo as directed. (a)First 5 KM | 10.39 | Cum |  | 0
5 | 12.5 | Providing soling with stone/ best quality picked jhama brick, sand packed and laid to level…. (b/i) Stone soling of thickness 100mm | 7.56 | Sqm |  | 0
6 | 5.1 | Plain cement concrete works in foundation bed for footing steps, walls, brick works etc below plinth level…..........(b) 1 :3:6 | 0.76 | Cum |  | 0
7 | 8.1 | Plandom rubble masonry with hard stone in foundation and plinth including levelling up with cement concrete 1:6:12 up to plinth level with: (a) Cement mortar 1 :6 | 3.24 | Cum |  | 0
8 | 4 | Centering and shutterlng lncludlng struttlng, propplng etc. and removal of form for all heights complcte and as directed by Engineer in charge.
9 | 4.1 | Foundations, footings, bases of columns, etc. for mass concrete | 2.16 | Sqm |  | 0
10 | 4.4 | Lintels, beams, plinth beams, girders, bressumers and cantilevers | 5.4 | Sqm |  | 0
11 | 4.3 | Slabs, roofs, landings, balconies and access platform, shelves | 9.88 | Sqm |  | 0
12 | 6.11 | Supplying, fitting and fixing in position reinforcement bars up to lst floor level, conforming to relevant I.S. Code for RC.C. work…... (b)High Yield Strength Deformed bars or Tor Bars | 3.22 | Qntl |  | 0
13 | 6.1 | Providing and laying in position specified grade of reinforced cement concrete, excluding the cost Of centerjng, shuttering, finishing and reinforcement- All work up to plinth level: (b) M20 or 1 :l/2:3 | 1.55 | Cum |  | 0
14 | 7.9 | Half brick masonry with common burnt clay (non modular) 1st class bricks in foundations and in plinth: Cement mortar 1 :4 | 1.13 | Sqm |  | 0
15 | 15.2 | 15 mm cement plaster on the rough side of single or half brick wall of mix: (a)1 :4 (1 cement: 4 fine sand) | 15.4 | Sqm |  | 0
16 | 11.15 | Steel work welded in built up sections /framed work including cutting, hoisting, fixing in position and applying a priming coat Of approved steel primer using structural steel etc. as required. | 54.94 | Kg |  | 0
17 | 16.12 | Applying priming coat : With ready mixed red oxide zinc chromate primer Of approved brand and manufacture on steel galvanised iron/ steel works | 1.62 | Sqm |  | 0
18 | 16.22 | Painting Steel work with Deluxe Multi Surface Paint to give an even shade. Two or more coat applied @ 0.90 ltr/10 sqm over an under coat of primer applied @ 0.80 ltr/10 sqm ofapproved brand and manufacture | 1.62 | Sqm |  | 0
Fencing :-
19 | 2.1 | Earthwork in excavation by manual means up to a depth of 2m below the existing ground level for foundation trenches of foundations, footings…... (a) All kinds of soil | 2.4 | Cum |  | 0
20 | 12.5 | Providing soling with stone/ best quality picked jhama brick, sand packed and laid to level…. (b/i) Stone soling of thickness 100mm | 4 | Sqm |  | 0
21 | 5.1 | Plain cement concrete works in foundation bed for footing steps, walls, brick works etc below plinth level…..........(b) 1 :3:6 | 0.98 | Cum |  | 0
22 | 4 | Centering and shutterlng lncludlng struttlng, propplng etc. and removal of form for all heights complcte and as directed by Engineer in charge.
23 | 4.1 | Foundations, footings, bases of columns, etc. for mass concrete | 10.88 | Sqm |  | 0
24 | 19.11 | Providing and fixing G.I. chain link fabric fencing of required width in mesh size 25x25 mm made Of G.I. wire of dia. 3 mm including strengthening with 2 mm dia. wire or nuts, bolts and washers as required complcte as per the direction Of Engineer-in-charge. | 16 | Sqm |  | 0
25 | 11.15 | Steel work welded in built up sections/framed work including cutting, hoisting, fixing in position and applying a priming coat Of approved steel primer using structural steel etc. as required. | 134.89 | Kg |  | 0
26 | 16.12 | Applying priming coat : With ready mixed red oxide zinc chromate primer Of approved brand and manufacture on steel galvanised iron/ steel works | 32 | Sqm |  | 0
27 | 16.22 | Painting Steel work with Deluxe Multi Surface Paint to give an even shade. Two or more coat applied @ 0.90 ltr/10 sqm over an under coat of primer applied @ 0.80 ltr/10 sqm ofapproved brand and manufacture | 32 | Sqm |  | 0
Sub-Total in Figures | [5 empty] | 0
Name of Work: Construction of Sharp Pit
1 | 2.1 | Earthwork in excavation by manual means up to a depth of 2m below the existing ground level for foundation trenches of foundations, footings…... (a) All kinds of soil | 16.27 | Cum |  | 0
2 | 2.6 | Earthwork in filling (excluding rock) in trenches, plinth, sides of foundation etc ,…........ (a) With available excavated earth | 4.32 | Cum |  | 0
3 | 2.3 | Extra over item no. 2.1 and 2.2 above for each lm depth or part thereof beyond the initial depth of 2m…. | 2.12 | Cum |  | 0
4 | 2.8 | Disposal Of surplus earth/ unserviceable material from thework site including loading and unloading completo as directed. (a)First 5 KM | 11.95 | Cum |  | 0
5 | 12.5 | Providing soling with stone/ best quality picked jhama brick, sand packed and laid to level…. (b/i) Stone soling of thickness 100mm | 6.05 | Sqm |  | 0
6 | 5.1 | Plain cement concrete works in foundation bed for footing steps, walls, brick works etc below plinth level…..........(b) 1 :3:6 | 0.61 | Cum |  | 0
7 | 4 | Centering and shutterlng lncludlng struttlng, propplng etc. and removal of form for all heights complcte and as directed by Engineer in charge.
| 4.1 | Foundations, footings, bases of columns, etc. for mass concrete | 0.98 | Sqm |  | 0
| 4.4 | Lintels, beams, plinth beams, girders, bressumers and cantilevers | 1.36 | Sqm |  | 0
| 4.3 | Slabs, roofs, landings, balconies and access platform, shelves | 6.01 | Sqm |  | 0
8 | 6.11 | Supplying, fitting and fixing in position reinforcement bars up to lst floor level, conforming to relevant I.S. Code for RC.C. work…... (b)High Yield Strength Deformed bars or Tor Bars | 0.73 | Qntl |  | 0
9 | 6.1 | Providing and laying in position specified grade of reinforced cement concrete, excluding the cost Of centerjng, shuttering, finishing and reinforcement- All work up to plinth level: (b) M20 or 1 :l/2:3 | 0.67 | Cum |  | 0
10 | 7.2 | Brick work with common burnt clay modular lst class bricks in foundation and in plinth: | 4.87 | Cum |  | 0
11 | 15.2 | 15 mm cement plaster on the rough side of single or half brick wall of mix: (a)1 :4 (1 cement: 4 fine sand) | 35.09 | Sqm |  | 0
12 | 11.16 | Providing and fixing hand rail of approved size bywelding etc. to steel ladder railing, balcony railing, staircase railing and similar works, including applying priming coat of approvedsteel primer. (c ) G.I. pipes | 27.85 | Kg |  | 0
13 | 16.12 | Applying priming coat : With ready mixed red oxide zinc chromate primer Of approved brand and manufacture on steel galvanised iron/ steel works | 0.53 | Sqm |  | 0
18 | 16.22 | Painting Steel work with Deluxe Multi Surface Paint to give an even shade. Two or more coat applied @ 0.90 ltr/10 sqm over an under coat of primer applied @ 0.80 ltr/10 sqm ofapproved brand and manufacture | 0.53 | Sqm |  | 0
Fencing :-
19 | 2.1 | Earthwork in excavation by manual means up to a depth of 2m below the existing ground level for foundation trenches of foundations, footings…... (a) All kinds of soil | 2.4 | Cum |  | 0
20 | 12.5 | Providing soling with stone/ best quality picked jhama brick, sand packed and laid to level…. (b/i) Stone soling of thickness 100mm | 4 | Sqm |  | 0
21 | 5.1 | Plain cement concrete works in foundation bed for footing steps, walls, brick works etc below plinth level…..........(b) 1 :3:6 | 0.98 | Cum |  | 0
22 | 4 | Centering and shutterlng lncludlng struttlng, propplng etc. and removal of form for all heights complcte and as directed by Engineer in charge.
23 | 4.1 | Foundations, footings, bases of columns, etc. for mass concrete | 10.88 | Sqm |  | 0
24 | 19.11 | Providing and fixing G.I. chain link fabric fencing of required width in mesh size 25x25 mm made Of G.I. wire of dia. 3 mm including strengthening with 2 mm dia. wire or nuts, bolts and washers as required complcte as per the direction Of Engineer-in-charge. | 16 | Sqm |  | 0
25 | 11.15 | Steel work welded in built up sections/framed work including cutting, hoisting, fixing in position and applying a priming coat Of approved steel primer using structural steel etc. as required. | 134.89 | Kg |  | 0
26 | 16.12 | Applying priming coat : With ready mixed red oxide zinc chromate primer Of approved brand and manufacture on steel galvanised iron/ steel works | 32 | Sqm |  | 0
27 | 16.22 | Painting Steel work with Deluxe Multi Surface Paint to give an even shade. Two or more coat applied @ 0.90 ltr/10 sqm over an under coat of primer applied @ 0.80 ltr/10 sqm ofapproved brand and manufacture | 32 | Sqm |  | 0
Sub-Total in Figures | [5 empty] | 0
Name of Work: Construction Labour Room including Internal Water Supply and Inetrnal Electrification, and Septic Tank
1 | 2.1 | Earthwork in excavation by manual means up to a depth of 2m below the existing ground level….... (a) All kinds of soil | 50.67 | Cum |  | 0
2 | 2.6 | Earthwork in filling (excluding rock) in trenches, plinth, sides of foundation,…......... (a) With available excavated earth | 40.67 | Cum |  | 0
3 | 2.9 | Earth work in excavation by manuav mechanical means(Hydraulic excavator) over areas…........... (a)All kinds of soil | 70.52 | Cum |  | 0
4 | 2.8 | Disposal Of surplus earth/ unserviceable material from thework site including loading and unloading complete ….... (a)First 5 KM | 80.52 | Cum |  | 0
5 | 12.5 | Providing soling with stone/ best quality picked jhama brick, sand packed and laid to level…........ (b/i) Stone soling of thickness 100mm | 70.77 | Sqm |  | 0
6 | 5.1 | Plain cement concrete works in foundation bed for footing steps, walls, brick works etc below plinth level…................. (b) 1 :3:6 | 7.08 | Cum |  | 0
7 | 8.1 | Plandom rubble masonry with hard stone in foundation and plinth including levelling up with cement concrete 1:6:12…............. (a) Cement mortar 1 :6 | 7.69 | Cum |  | 0
8 | 4 | Centering and shuttering lncludlng strutting, propplng etc. and removal of form for all heights complete
|  | (4.1) Foundations, footings, bases of columns, etc. for mass concrete | 19.92 | Sqm |  | 0
|  | (4.4)Lintels, beams, plinth beams, girders, bressumers and cantilevers | 48.88 | Sqm |  | 0
|  | (4.5)Columns, Pillars, Piers, Abutments, Posts and struts | 25.2 | Sqm |  | 0
|  | (4.3)Slabs, roofs, landings, balconies and access platform, shelves | 56.45 | Sqm |  | 0
9 | 6.11 | Supplying, fitting and fixing in position reinforcement bars up to lst floor level, conforming to relevant I.S. Code for R.C.C. work…..... (b)High Yield Strength Deformed bars or Tor Bars | 24.04 | Qntl |  | 0
10 | 6.1 | Providing and laying in position specified grade of reinforced cement concrete,….......... (b) M20 or 1 :l/2:3 | 12.31 | Cum |  | 0
11 | 6.2 | Reinforced cement concrete work in walls (any thickness), including attached pilasters, buttresses, fillets, columns,pillars, posts and struts etc. above plinth level up to first floor level…...................... (b) M20 or 1 :l/2:3 | 9.9 | Cum |  | 0
12 | 12.2 | Providing and laying damp proof course with cement concretein prop 1 :11/2:3…....... (b)25mm thick | 7.11 | Sqm |  | 0
13 | 12.8 | Cement concrcte floor topping 1:1:2 (1 cement: 1 coarsesand: 2 stone aggregate) finished with a floating coat of neat cement, including cement slurry, complete. (b)20mm thick | 51.87 | Sqm |  | 0
14 | 7.1 | Half brick masonry with common burnt clay (non modular) lst class bricks in superstructure above plinth level up to first floor level,. (b) Cement mortar 1 :4 | 89.13 | Sqm |  | 0
15 | 7.2 | Brick work with common burnt clay modular lst class bricks in foundation and in plinth: (b)Cement Mortar 1 :6 | 0.28 | Cum |  | 0
16 | 15.2 | 15 mm cement plaster on the rough side of single or half brick wall of mix: (a)1 :4 (1 cement: 4 fine sand) | 243.19 | Sqm |  | 0
17 | 16.11 | Applying one coat of water thinnable cement primer of approved brand and manufacture on surfaces: Water thinnable cement primer | 243.19 | Sqm |  | 0
18 | 16.17 | Finishing walls with Premium Acrylic Smooth exterior paintwith Silicone additives of required shade, including scaffolding: New work ITwo or more coats | 114.29 | Sqm |  | 0
19 | 16.6 | Distempering with dry distemper of approved brand and manufacture (two or more coats) of required shade on new work…........ | 128.9 | Sqm |  | 0
20 | 12.41 | Providing and laying vitrified floor tiles in different sizes and conforming to ls:15622, of approved make, in all colours and shades laid on 20 mm thick cement mortar 1:4 (b) Size of tile 600x600 mm | 35.32 | Sqm |  | 0
21 | 9.27 | Providing polished VITRIFIED wall tiles of approved quality, size, shape and thickness not less than 8 mm on walls and skirting over cement mortar bed 10 mm thick in prop.1:3…... (b) Premium range | 65.57 | Sqm |  | 0
22 | 10.1 | Providing wood work in frames Of doors, windows, clerestory windows and other frames…. (c) With lst class Local wood (i) Pooma/ Hollock/ Gamari/ | 0.14 | Cum |  | 0
23 | 10.5 | Providing and fixing panelled or panelled and glazed shutters for doors, windows and clerestory windows ….. (c) With lst class Local wood Pooma/ Hollock/ Gamari/ and the like (i) 35 mm thick shutters | 5.04 | Sqm |  | 0
24 | 16.12 | Applying priming coat: (a)With ready mked pink or Grey primer Of approved brand and manufacture on wood work (hard and soft wood) | 6.44 | Sqm |  | 0
25 | 16.22 | Finishing with Deluxe Multi surface paint system for interiors and exteriors….....(b)Painting wood work with Deluxe Mufti Surface Paint of required shade. Two or more coats | 6.44 | Sqm |  | 0
26 | 24.1 | Providing and fixing aluminium work for doors, windows, ventilators and partitions with extruded built up standard tubular sections/appropriate Z sections and other sections of approved make…...... (a) For fixed portion (i)Anodised aluminium | 101.85 | Kg |  | 0
27 | 24.2 | Providing and fixing 12 mm thick pre-laminated particle board flat pressed three layer or graded wood particle board, in panelling fixed in aluminium doors, windows shutters and partition (b)Pre-laminated particle board with decorative lamination on both sides | 28.81 | Sqm |  | 0
28 | 24.3 | Providing and fixing glazing in aluminium door. window, ventilator shutters and partitions etc…. (b)With float glass panes of 4.0 mm thickness | 11.1 | Sqm |  | 0
29 | 24.4 | Providing and fixing double action hydraulic floor spring of approved brand and manufacture,…...... a) With stainless steel cover plate minimum 1.25 mm thickness | 3 | Each |  | 0
30 | 24.12 | Providing and fixing aluminium tubular handle bar 32 mm outer dia, 3.0 mm thick & 2100 mm long with SS screws etc. . (a)Anodized (AC 15) aluminium tubular handle bar | 6 | Each |  | 0
31 | 24.13 | Providing and fixing Brass 100 mm mortise latch and lock with 6 levers without pair of handles (best make of approved quality) for aluminium doors including necessary cutting and making good etc. complete. | 12 | Each |  | 0
32 | 11.22 | Providing, fitting and fixing steel windows (including ventilators) of standard rolled steel sections as per relevant I.S. Code,…........ (a) Openable | 6.84 | Sqm |  | 0
33 | 11.24 | Providing and fixing M.S. grills Of required pattern in trames Of windows, etc. with M.S. flats, square or round bars, etc…. (a)Fixed to steel windows by welding | 242.88 | Kg |  | 0
34 | 11.19 | Providing & fixing glass panes with putty and glazing clips in steel doors, windows, clerestory windows, all complete with (b) 4 mm thick | 6.84 | Sqm |  | 0
35 | 16.22 | Finishing with Deluxe Multi surface paint system for interiors and exteriors ,…(c)Painting Steel work with Deluxe Multi Surface Paint to give an even shade. Two or more coat | 9.09 | Sqm |  | 0
Plinth Protection :-
36 | 2.1 | Earthwork in excavation by manual means up to a depth of 2m below the existing ground level,….. (a) All kinds of soil | 18 | Cum |  | 0
37 | 12.4 | Making plinth protection 50mm thick of cement concrete 1:3:6(1 cement: 3 coarse sand: 6 graded stone aggregate 20 mm nominal size) over 75 mm thick bed of dry brick ballast 40 mm nominal size | 60 | Sqm |  | 0
38 | 12.5 | Providing soling with stone/ best quality picked jhama brick, sand packed and laid to level…........ (b/i) Stone soling of thickness 100mm | 50 | Sqm |  | 0
39 | 5.1 | Plain cement concrete works in foundation bed for footing steps, walls, brick works etc below plinth level…........ (b) 1 :3:6 | 3.75 | Cum |  | 0
40 | 4 | Centering and shutterlng lncludlng struttlng, propplng etc. and removal of form for all heights complcte (4.1) Foundations, footings, bases of columns, etc. for mass concrete | 20 | Sqm |  | 0
41 | 7.2 | Brick work with common burnt clay modular lst class bricks in foundation and in plinth: (b)Cement Mortar 1 :6 | 4.8 | Cum |  | 0
42 | 15.2 | 15 mm cement plaster on the rough side of single or half brick wall of mix: (a)1 :4 (1 cement: 4 fine sand) | 80 | Sqm |  | 0
Internal Sanitary and Plumbing :-
43 | 20.1 | Providing and fixing water closet squatting pan (Indian type W.C. pan) with 100 mm sand Cast Iron P or S trap, 10 litre low level white P.V.C. flushing cistern, including flush pipe…........ (a)White Vitreous china Orissa pattern W.C, pan of size 580x440 mm | 1 | Each |  | 0
44 | 20.2 | Providing and fixing a pair of white vitreous china foot rests of standard pattern for squatting pan water closet: (a)250xl 30x30 mm | 1 | Each |  | 0
45 | 20.7 | Providing and fixing wash basin with C.I. brackets, 15 mm C.P. brass pillar taps, 32 mm C.P. brass waste of standard patter,…......... (a)White Vitreous China Wash basin size 630x450 mm with a pair of 15 mm C.P. brass pillar taps | 1 | Each |  | 0
46 | 20.24 | providing and fixing G.I inlet connection for flush pipe connection with W.C Pan | 1 | Each |  | 0
47 | 20.32 | providing and fixing PVC waste pipe for sink or wash basin including PVC waste fitting complete. (a)semi-rigid pipe (ii)40mm dia | 1 | Each |  | 0
48 | 20.39 | providing and fixing soil, waste and vent pipe :- (a)100mm dia (i)sand cast iron S&S pipe as per IS:1729 | 10 | Rm |  | 0
49 | 21.16 | Providing and fixing brass bib cock of approved quality: (b) 20 mm nominal bore | 2 | Each |  | 0
50 | 21.46 | Providing and placing on terrace (at all floor levels) polyethylene water storage tank, ls:12701 marked, with cover and suitable locking arrangement,…......... (c) 1000 litre capacity | 1000 | Litre |  | 0
51 | 21.1 | Providing and fixing Chlorinated Polyvinyl Chloride (CPVC) pipes including all CPVC plain & brass threaded fittings, …....... (ix) 100mm diameter | 10 | Rm |  | 0
52 | 21.11 | Providing and fixing G.I. pipes complete with G.I. fittings and clamps, i/c cutting and making good the walls etc. Internal work - Exposed on wall (ii) 20 mm diameter nominal bore | 80 | Rm |  | 0
Internal Eletrification :-
53 | 1 | Wiring in looping system with copper PVC cable 250/440 volt grade of size 1.5 sqm of approved quality (a) Long Point (i) With Copper conductor | 10 | Each |  | 0
54 | 2 | Wiring as an item No. 1 complete to a light plug point when fixed elsewhere. (a) Long Point (i) With Copper conductor | 3 | Each |  | 0
55 | 4 | Wiring to a power plug as an item No. 1 above with 2 x 4mm (a) Long Point (i) With Copper conductor | 3 | Each |  | 0
56 | 9 | Drawing of Main and Sub- Main line with DGSD approved (b) With 2 x 4 mm² copper conductor (i) With Copper | 80 | m |  | 0
|  | (c) With 2 x 6 mm² copper conductor (i) With Copper | 120 | m |  | 0
57 | 51 | Supplying & fixing of Load Kontaket Miniature Circuit Breakers (MCBs). (b) 6 - 32 Amp SP MCB Capacity | 4 | Each |  | 0
58 | 53 | Supplying fitting & fixing of Load Kontaket Miniature Circuit Breakers Double Pole (Isolator) (b) 32 - 125 Amp TP Isolator | 1 | Each |  | 0
59 | 55 | Supplying fitting & fixing of Single opening Metal Enclosure MCB Distribution Box. (b) 4/6/8 Way | 2 | Each |  | 0
60 | 62 | Supplying fitting & fixing T5/T8/T9 etc Fluorescent tube light fitting complete | 6 | Each |  | 0
SEPTIC TANK & SOAK PIT :-
61 | 2.1 | Earthwork in excavation by manual means up to a depth of 2m below the existing ground level,…........ (a) All kinds of soil | 10.06 | Cum |  | 0
62 | 12.5 | Providing soling with stone/ best quality picked jhama brick, sand packed and laid to level…........ (b/i) Stone soling of thickness 100mm | 4.5 | Sqm |  | 0
63 | 5.1 | Plain cement concrete works in foundation bed for footing steps, walls, brick works etc below plinth level,…..... (b) 1 :3:6 | 0.45 | Cum |  | 0
64 | 4 | Centering and shutterlng lncludlng struttlng, propplng etc. and removal of form for all heights complcte,…........ (4.1) Foundations, footings, bases of columns, etc. for mass concrete | 0.9 | Sqm |  | 0
|  | (4.4)Lintels, beams, plinth beams, girders, bressumers and cantilevers | 1.08 | Sqm |  | 0
|  | (4.3)Slabs, roofs, landings, balconies and access platform, shelves | 5.4 | Sqm |  | 0
65 | 6.11 | Supplying, fitting and fixing in position reinforcement bars up to lst floor level, conforming to relevant I.S. Code for R.C.C. work.. (b)High Yield Strength Deformed bars or Tor Bars | 1.47 | Qntl |  | 0
66 | 6.1 | Providing and laying in position specified grade of reinforced cement concrete,….......... (b) M20 or 1 :l/2:3 | 1.18 | Cum |  | 0
67 | 7.2 | Brick work with common burnt clay modular lst class bricks in foundation and in plinth: (b)Cement Mortar 1 :6 | 4.69 | Cum |  | 0
68 | 15.2 | 15 mm cement plaster on the rough side of single or half brick wall of mix: (a)1 :4 (1 cement: 4 fine sand) | 45.78 | Sqm |  | 0
69 | 21.10 | Providing and fixing Chlorinated Polyvinyl Chloride (CPVC) pipe including all CPVC plain & brass threaded fittings, (ix) 100mm diameter | 9 | Rm |  | 0
70 | 22.30 | Making soak pit 2.5 in diameter 3,0 metre deep with 45x45cm dry brick honey comb shaft with bricks and S.W. drain pipe 100 mm diamcter,1.8 in long complete as per standard design. | 1 | Each |  | 0
Sub-Total in Figures | [5 empty] | 0
Total in Figures | [5 empty] | 0

## Narwan (hidden)
Sl.No | Item No. | Description of Items (With brief specification and reference to book of specification) | Quantity | Unit | Rates in INR (in figure) | Amount in INR
Name of Health Facilities: Narwan Sub-Centre
Name of Work: Improvement of Sub-Centre Building
1 | 10.2 | Providing dressed wood work in post walls, battens etc. (c) With lst class Local wood | 0.5 | m³ |  | 0
2 | 10.2 | Providing undressed wood work in roof truss, rafter, purlin etc. (c)With lst class Local wood | 1.7 | m³ |  | 0
3 | 13.1 | Prroviding corrugated galvanised iron sheet roofing of TATA etc., (c) 0.63 mm thick | 28 | m² |  | 0
4 | 13.4 | Providing glavd iron ridging of TAT etc. (b) 0.63mm thick | 11 | Rm |  | 0
5 | 14.1 | Providing and fixing insulating board ceiling Of approved quality (a)Natural colour insulating board 12 mm thick | 48 | m² |  | 0
6 | 15.2 | 15mm thick cement plaster in single coat on fair side etc : in CM 1:4 | 17.51 | m² |  | 0
7 | 12.3 | plain cement concrete apron in prop 1:4:8 with 20 mm down graded coarse aggregate (b) 50 mm thick | 20 | m² |  | 0
8 | 11.22 | Providing, fitting and fixing steel windows (including ventilators) of standard rolled steel sections as per relevant I.S. Code., | 8.5 | m² |  | 0
9 | 10.49 | Providing barge board of size 200mm x 20mm including fitting and fixing etc (b) 1 st class Local timber | 24 | Rm |  | 0
10 | 11.19 | Providing & fixing glass panes with putty…. (a) 4.O mm thick glass panes | 4 | m² |  | 0
11 | 10.1 | Providing wood work in frames (Chowkats) of doors etc., (c) With lst class Local wood (i) Pooma/ Hollock/ Gamari/ and | 0.12 | m³ |  | 0
12 | 10.5 | Providing fitting and fixing full panelled doors etc. (a) with 1st class local wood (i)(i) 35 mm thick shutters | 4 | m² |  | 0
13 | 16.1 | Providing priming coat over new wood and wood base surface etc | 14.3 | m² |  | 0
14 | 16.1 | Applying priming coat over new steel and other metal surface etc., | 14.2 | m² |  | 0
15 | 16.16 | Finishing walls with Acrylic smooth exterior paint of required shade, including scaffolding | 130 | m² |  | 0
16 | 16.6 | Distempering with dry distemper of approved brand etc., | 190 | m² |  | 0
17 | 16.22 | (b)Painting wood work with Deluxe Mufti Surface Paint of required shade | 67.6 | m² |  | 0
18 | 16.22 | (c)Painting Steel work with Deluxe Multi Surface Paint to give an even shade | 14.2 | m² |  | 0
19 | 16.14 | Finishing walls with water proofing cement paint of required shade:New work (Two or more coats applied @ 3,84 kg/10 sqm) | 53.81 | m² |  | 0
20 | 16.25 | Painting on G.S. sheet with synthetic enamel paint of approved brand (b)old work | 146.2 | m² |  | 0
Sub-Total in Figures | [5 empty] | 0
Name of Work: Construction of Deep Burial Pit
1 | 2.1 | Earthwork in excavation by manual means up to a depth of 2m below the existing ground level for foundation trenches of foundations, footings…... (a) All kinds of soil | 12.82 | Cum |  | 0
2 | 2.6 | Earthwork in filling (excluding rock) in trenches, plinth, sides of foundation etc ,…........ (a) With available excavated earth | 2.43 | Cum |  | 0
3 | 2.3 | Extra over item no. 2.1 and 2.2 above for each lm depth or part thereof beyond the initial depth of 2m…. | 0.65 | Cum |  | 0
4 | 2.8 | Disposal Of surplus earth/ unserviceable material from thework site including loading and unloading completo as directed. (a)First 5 KM | 10.39 | Cum |  | 0
5 | 12.5 | Providing soling with stone/ best quality picked jhama brick, sand packed and laid to level…. (b/i) Stone soling of thickness 100mm | 7.56 | Sqm |  | 0
6 | 5.1 | Plain cement concrete works in foundation bed for footing steps, walls, brick works etc below plinth level…..........(b) 1 :3:6 | 0.76 | Cum |  | 0
7 | 8.1 | Plandom rubble masonry with hard stone in foundation and plinth including levelling up with cement concrete 1:6:12 up to plinth level with: (a) Cement mortar 1 :6 | 3.24 | Cum |  | 0
8 | 4 | Centering and shutterlng lncludlng struttlng, propplng etc. and removal of form for all heights complcte and as directed by Engineer in charge.
9 | 4.1 | Foundations, footings, bases of columns, etc. for mass concrete | 2.16 | Sqm |  | 0
10 | 4.4 | Lintels, beams, plinth beams, girders, bressumers and cantilevers | 5.4 | Sqm |  | 0
11 | 4.3 | Slabs, roofs, landings, balconies and access platform, shelves | 9.88 | Sqm |  | 0
12 | 6.11 | Supplying, fitting and fixing in position reinforcement bars up to lst floor level, conforming to relevant I.S. Code for RC.C. work…... (b)High Yield Strength Deformed bars or Tor Bars | 3.22 | Qntl |  | 0
13 | 6.1 | Providing and laying in position specified grade of reinforced cement concrete, excluding the cost Of centerjng, shuttering, finishing and reinforcement- All work up to plinth level: (b) M20 or 1 :l/2:3 | 1.55 | Cum |  | 0
14 | 7.9 | Half brick masonry with common burnt clay (non modular) 1st class bricks in foundations and in plinth: Cement mortar 1 :4 | 1.13 | Sqm |  | 0
15 | 15.2 | 15 mm cement plaster on the rough side of single or half brick wall of mix: (a)1 :4 (1 cement: 4 fine sand) | 15.4 | Sqm |  | 0
16 | 11.15 | Steel work welded in built up sections /framed work including cutting, hoisting, fixing in position and applying a priming coat Of approved steel primer using structural steel etc. as required. | 54.94 | Kg |  | 0
17 | 16.12 | Applying priming coat : With ready mixed red oxide zinc chromate primer Of approved brand and manufacture on steel galvanised iron/ steel works | 1.62 | Sqm |  | 0
18 | 16.22 | Painting Steel work with Deluxe Multi Surface Paint to give an even shade. Two or more coat applied @ 0.90 ltr/10 sqm over an under coat of primer applied @ 0.80 ltr/10 sqm ofapproved brand and manufacture | 1.62 | Sqm |  | 0
Fencing :-
19 | 2.1 | Earthwork in excavation by manual means up to a depth of 2m below the existing ground level for foundation trenches of foundations, footings…... (a) All kinds of soil | 2.4 | Cum |  | 0
20 | 12.5 | Providing soling with stone/ best quality picked jhama brick, sand packed and laid to level…. (b/i) Stone soling of thickness 100mm | 4 | Sqm |  | 0
21 | 5.1 | Plain cement concrete works in foundation bed for footing steps, walls, brick works etc below plinth level…..........(b) 1 :3:6 | 0.98 | Cum |  | 0
22 | 4 | Centering and shutterlng lncludlng struttlng, propplng etc. and removal of form for all heights complcte and as directed by Engineer in charge.
23 | 4.1 | Foundations, footings, bases of columns, etc. for mass concrete | 10.88 | Sqm |  | 0
24 | 19.11 | Providing and fixing G.I. chain link fabric fencing of required width in mesh size 25x25 mm made Of G.I. wire of dia. 3 mm including strengthening with 2 mm dia. wire or nuts, bolts and washers as required complcte as per the direction Of Engineer-in-charge. | 16 | Sqm |  | 0
25 | 11.15 | Steel work welded in built up sections/framed work including cutting, hoisting, fixing in position and applying a priming coat Of approved steel primer using structural steel etc. as required. | 134.89 | Kg |  | 0
26 | 16.12 | Applying priming coat : With ready mixed red oxide zinc chromate primer Of approved brand and manufacture on steel galvanised iron/ steel works | 32 | Sqm |  | 0
27 | 16.22 | Painting Steel work with Deluxe Multi Surface Paint to give an even shade. Two or more coat applied @ 0.90 ltr/10 sqm over an under coat of primer applied @ 0.80 ltr/10 sqm ofapproved brand and manufacture | 32 | Sqm |  | 0
Sub-Total in Figures | [5 empty] | 0
Name of Work: Construction of Sharp Pit
1 | 2.1 | Earthwork in excavation by manual means up to a depth of 2m below the existing ground level for foundation trenches of foundations, footings…... (a) All kinds of soil | 18.81 | Cum |  | 0
2 | 2.6 | Earthwork in filling (excluding rock) in trenches, plinth, sides of foundation etc ,…........ (a) With available excavated earth | 4.68 | Cum |  | 0
3 | 2.3 | Extra over item no. 2.1 and 2.2 above for each lm depth or part thereof beyond the initial depth of 2m…. | 2.45 | Cum |  | 0
4 | 2.8 | Disposal Of surplus earth/ unserviceable material from thework site including loading and unloading completo as directed. (a)First 5 KM | 14.13 | Cum |  | 0
5 | 12.5 | Providing soling with stone/ best quality picked jhama brick, sand packed and laid to level…. (b/i) Stone soling of thickness 100mm | 7.08 | Sqm |  | 0
6 | 5.1 | Plain cement concrete works in foundation bed for footing steps, walls, brick works etc below plinth level…..........(b) 1 :3:6 | 0.71 | Cum |  | 0
7 | 4 | Centering and shutterlng lncludlng struttlng, propplng etc. and removal of form for all heights complcte and as directed by Engineer in charge.
| 4.1 | Foundations, footings, bases of columns, etc. for mass concrete | 1.06 | Sqm |  | 0
| 4.4 | Lintels, beams, plinth beams, girders, bressumers and cantilevers | 1.48 | Sqm |  | 0
| 4.3 | Slabs, roofs, landings, balconies and access platform, shelves | 7.03 | Sqm |  | 0
8 | 6.11 | Supplying, fitting and fixing in position reinforcement bars up to lst floor level, conforming to relevant I.S. Code for RC.C. work…... (b)High Yield Strength Deformed bars or Tor Bars | 0.8 | Qntl |  | 0
9 | 6.1 | Providing and laying in position specified grade of reinforced cement concrete, excluding the cost Of centerjng, shuttering, finishing and reinforcement- All work up to plinth level: (b) M20 or 1 :l/2:3 | 0.78 | Cum |  | 0
10 | 7.2 | Brick work with common burnt clay modular lst class bricks in foundation and in plinth: | 5.33 | Cum |  | 0
11 | 15.2 | 15 mm cement plaster on the rough side of single or half brick wall of mix: (a)1 :4 (1 cement: 4 fine sand) | 39.95 | Sqm |  | 0
12 | 11.16 | Providing and fixing hand rail of approved size bywelding etc. to steel ladder railing, balcony railing, staircase railing and similar works, including applying priming coat of approvedsteel primer. (c ) G.I. pipes | 27.85 | Kg |  | 0
13 | 16.12 | Applying priming coat : With ready mixed red oxide zinc chromate primer Of approved brand and manufacture on steel galvanised iron/ steel works | 0.53 | Sqm |  | 0
18 | 16.22 | Painting Steel work with Deluxe Multi Surface Paint to give an even shade. Two or more coat applied @ 0.90 ltr/10 sqm over an under coat of primer applied @ 0.80 ltr/10 sqm ofapproved brand and manufacture | 0.53 | Sqm |  | 0
Fencing :-
19 | 2.1 | Earthwork in excavation by manual means up to a depth of 2m below the existing ground level for foundation trenches of foundations, footings…... (a) All kinds of soil | 2.4 | Cum |  | 0
20 | 12.5 | Providing soling with stone/ best quality picked jhama brick, sand packed and laid to level…. (b/i) Stone soling of thickness 100mm | 4 | Sqm |  | 0
21 | 5.1 | Plain cement concrete works in foundation bed for footing steps, walls, brick works etc below plinth level…..........(b) 1 :3:6 | 0.98 | Cum |  | 0
22 | 4 | Centering and shutterlng lncludlng struttlng, propplng etc. and removal of form for all heights complcte and as directed by Engineer in charge.
23 | 4.1 | Foundations, footings, bases of columns, etc. for mass concrete | 10.88 | Sqm |  | 0
24 | 19.11 | Providing and fixing G.I. chain link fabric fencing of required width in mesh size 25x25 mm made Of G.I. wire of dia. 3 mm including strengthening with 2 mm dia. wire or nuts, bolts and washers as required complcte as per the direction Of Engineer-in-charge. | 16 | Sqm |  | 0
25 | 11.15 | Steel work welded in built up sections/framed work including cutting, hoisting, fixing in position and applying a priming coat Of approved steel primer using structural steel etc. as required. | 134.89 | Kg |  | 0
26 | 16.12 | Applying priming coat : With ready mixed red oxide zinc chromate primer Of approved brand and manufacture on steel galvanised iron/ steel works | 32 | Sqm |  | 0
27 | 16.22 | Painting Steel work with Deluxe Multi Surface Paint to give an even shade. Two or more coat applied @ 0.90 ltr/10 sqm over an under coat of primer applied @ 0.80 ltr/10 sqm ofapproved brand and manufacture | 32 | Sqm |  | 0
Sub-Total in Figures | [5 empty] | 0
Name of Work: Construction Labour Room including Internal Water Supply and Inetrnal Electrification, and Septic Tank
1 | 2.1 | Earthwork in excavation by manual means up to a depth of 2m below the existing ground level….... (a) All kinds of soil | 50.67 | Cum |  | 0
2 | 2.6 | Earthwork in filling (excluding rock) in trenches, plinth, sides of foundation,…......... (a) With available excavated earth | 40.67 | Cum |  | 0
3 | 2.9 | Earth work in excavation by manuav mechanical means(Hydraulic excavator) over areas…........... (a)All kinds of soil | 70.52 | Cum |  | 0
4 | 2.8 | Disposal Of surplus earth/ unserviceable material from thework site including loading and unloading complete ….... (a)First 5 KM | 80.52 | Cum |  | 0
5 | 12.5 | Providing soling with stone/ best quality picked jhama brick, sand packed and laid to level…........ (b/i) Stone soling of thickness 100mm | 70.77 | Sqm |  | 0
6 | 5.1 | Plain cement concrete works in foundation bed for footing steps, walls, brick works etc below plinth level…................. (b) 1 :3:6 | 7.08 | Cum |  | 0
7 | 8.1 | Plandom rubble masonry with hard stone in foundation and plinth including levelling up with cement concrete 1:6:12…............. (a) Cement mortar 1 :6 | 7.69 | Cum |  | 0
8 | 4 | Centering and shuttering lncludlng strutting, propplng etc. and removal of form for all heights complete
|  | (4.1) Foundations, footings, bases of columns, etc. for mass concrete | 19.92 | Sqm |  | 0
|  | (4.4)Lintels, beams, plinth beams, girders, bressumers and cantilevers | 48.88 | Sqm |  | 0
|  | (4.5)Columns, Pillars, Piers, Abutments, Posts and struts | 25.2 | Sqm |  | 0
|  | (4.3)Slabs, roofs, landings, balconies and access platform, shelves | 56.45 | Sqm |  | 0
9 | 6.11 | Supplying, fitting and fixing in position reinforcement bars up to lst floor level, conforming to relevant I.S. Code for R.C.C. work…..... (b)High Yield Strength Deformed bars or Tor Bars | 24.04 | Qntl |  | 0
10 | 6.1 | Providing and laying in position specified grade of reinforced cement concrete,….......... (b) M20 or 1 :l/2:3 | 12.31 | Cum |  | 0
11 | 6.2 | Reinforced cement concrete work in walls (any thickness), including attached pilasters, buttresses, fillets, columns,pillars, posts and struts etc. above plinth level up to first floor level…...................... (b) M20 or 1 :l/2:3 | 9.9 | Cum |  | 0
12 | 12.2 | Providing and laying damp proof course with cement concretein prop 1 :11/2:3…....... (b)25mm thick | 7.11 | Sqm |  | 0
13 | 12.8 | Cement concrcte floor topping 1:1:2 (1 cement: 1 coarsesand: 2 stone aggregate) finished with a floating coat of neat cement, including cement slurry, complete. (b)20mm thick | 51.87 | Sqm |  | 0
14 | 7.1 | Half brick masonry with common burnt clay (non modular) lst class bricks in superstructure above plinth level up to first floor level,. (b) Cement mortar 1 :4 | 89.13 | Sqm |  | 0
15 | 7.2 | Brick work with common burnt clay modular lst class bricks in foundation and in plinth: (b)Cement Mortar 1 :6 | 0.28 | Cum |  | 0
16 | 15.2 | 15 mm cement plaster on the rough side of single or half brick wall of mix: (a)1 :4 (1 cement: 4 fine sand) | 243.19 | Sqm |  | 0
17 | 16.11 | Applying one coat of water thinnable cement primer of approved brand and manufacture on surfaces: Water thinnable cement primer | 243.19 | Sqm |  | 0
18 | 16.17 | Finishing walls with Premium Acrylic Smooth exterior paintwith Silicone additives of required shade, including scaffolding: New work ITwo or more coats | 114.29 | Sqm |  | 0
19 | 16.6 | Distempering with dry distemper of approved brand and manufacture (two or more coats) of required shade on new work…........ | 128.9 | Sqm |  | 0
20 | 12.41 | Providing and laying vitrified floor tiles in different sizes and conforming to ls:15622, of approved make, in all colours and shades laid on 20 mm thick cement mortar 1:4 (b) Size of tile 600x600 mm | 35.32 | Sqm |  | 0
21 | 9.27 | Providing polished VITRIFIED wall tiles of approved quality, size, shape and thickness not less than 8 mm on walls and skirting over cement mortar bed 10 mm thick in prop.1:3…... (b) Premium range | 65.57 | Sqm |  | 0
22 | 10.1 | Providing wood work in frames Of doors, windows, clerestory windows and other frames…. (c) With lst class Local wood (i) Pooma/ Hollock/ Gamari/ | 0.14 | Cum |  | 0
23 | 10.5 | Providing and fixing panelled or panelled and glazed shutters for doors, windows and clerestory windows ….. (c) With lst class Local wood Pooma/ Hollock/ Gamari/ and the like (i) 35 mm thick shutters | 5.04 | Sqm |  | 0
24 | 16.12 | Applying priming coat: (a)With ready mked pink or Grey primer Of approved brand and manufacture on wood work (hard and soft wood) | 6.44 | Sqm |  | 0
25 | 16.22 | Finishing with Deluxe Multi surface paint system for interiors and exteriors….....(b)Painting wood work with Deluxe Mufti Surface Paint of required shade. Two or more coats | 6.44 | Sqm |  | 0
26 | 24.1 | Providing and fixing aluminium work for doors, windows, ventilators and partitions with extruded built up standard tubular sections/appropriate Z sections and other sections of approved make…...... (a) For fixed portion (i)Anodised aluminium | 101.85 | Kg |  | 0
27 | 24.2 | Providing and fixing 12 mm thick pre-laminated particle board flat pressed three layer or graded wood particle board, in panelling fixed in aluminium doors, windows shutters and partition (b)Pre-laminated particle board with decorative lamination on both sides | 28.81 | Sqm |  | 0
28 | 24.3 | Providing and fixing glazing in aluminium door. window, ventilator shutters and partitions etc…. (b)With float glass panes of 4.0 mm thickness | 11.1 | Sqm |  | 0
29 | 24.4 | Providing and fixing double action hydraulic floor spring of approved brand and manufacture,…...... a) With stainless steel cover plate minimum 1.25 mm thickness | 3 | Each |  | 0
30 | 24.12 | Providing and fixing aluminium tubular handle bar 32 mm outer dia, 3.0 mm thick & 2100 mm long with SS screws etc. . (a)Anodized (AC 15) aluminium tubular handle bar | 6 | Each |  | 0
31 | 24.13 | Providing and fixing Brass 100 mm mortise latch and lock with 6 levers without pair of handles (best make of approved quality) for aluminium doors including necessary cutting and making good etc. complete. | 12 | Each |  | 0
32 | 11.22 | Providing, fitting and fixing steel windows (including ventilators) of standard rolled steel sections as per relevant I.S. Code,…........ (a) Openable | 6.84 | Sqm |  | 0
33 | 11.24 | Providing and fixing M.S. grills Of required pattern in trames Of windows, etc. with M.S. flats, square or round bars, etc…. (a)Fixed to steel windows by welding | 242.88 | Kg |  | 0
34 | 11.19 | Providing & fixing glass panes with putty and glazing clips in steel doors, windows, clerestory windows, all complete with (b) 4 mm thick | 6.84 | Sqm |  | 0
35 | 16.22 | Finishing with Deluxe Multi surface paint system for interiors and exteriors ,…(c)Painting Steel work with Deluxe Multi Surface Paint to give an even shade. Two or more coat | 9.09 | Sqm |  | 0
Plinth Protection :-
36 | 2.1 | Earthwork in excavation by manual means up to a depth of 2m below the existing ground level,….. (a) All kinds of soil | 18 | Cum |  | 0
37 | 12.4 | Making plinth protection 50mm thick of cement concrete 1:3:6(1 cement: 3 coarse sand: 6 graded stone aggregate 20 mm nominal size) over 75 mm thick bed of dry brick ballast 40 mm nominal size | 60 | Sqm |  | 0
38 | 12.5 | Providing soling with stone/ best quality picked jhama brick, sand packed and laid to level…........ (b/i) Stone soling of thickness 100mm | 50 | Sqm |  | 0
39 | 5.1 | Plain cement concrete works in foundation bed for footing steps, walls, brick works etc below plinth level…........ (b) 1 :3:6 | 3.75 | Cum |  | 0
40 | 4 | Centering and shutterlng lncludlng struttlng, propplng etc. and removal of form for all heights complcte (4.1) Foundations, footings, bases of columns, etc. for mass concrete | 20 | Sqm |  | 0
41 | 7.2 | Brick work with common burnt clay modular lst class bricks in foundation and in plinth: (b)Cement Mortar 1 :6 | 4.8 | Cum |  | 0
42 | 15.2 | 15 mm cement plaster on the rough side of single or half brick wall of mix: (a)1 :4 (1 cement: 4 fine sand) | 80 | Sqm |  | 0
Internal Sanitary and Plumbing :-
43 | 20.1 | Providing and fixing water closet squatting pan (Indian type W.C. pan) with 100 mm sand Cast Iron P or S trap, 10 litre low level white P.V.C. flushing cistern, including flush pipe…........ (a)White Vitreous china Orissa pattern W.C, pan of size 580x440 mm | 1 | Each |  | 0
44 | 20.2 | Providing and fixing a pair of white vitreous china foot rests of standard pattern for squatting pan water closet: (a)250xl 30x30 mm | 1 | Each |  | 0
45 | 20.7 | Providing and fixing wash basin with C.I. brackets, 15 mm C.P. brass pillar taps, 32 mm C.P. brass waste of standard patter,…......... (a)White Vitreous China Wash basin size 630x450 mm with a pair of 15 mm C.P. brass pillar taps | 1 | Each |  | 0
46 | 20.24 | providing and fixing G.I inlet connection for flush pipe connection with W.C Pan | 1 | Each |  | 0
47 | 20.32 | providing and fixing PVC waste pipe for sink or wash basin including PVC waste fitting complete. (a)semi-rigid pipe (ii)40mm dia | 1 | Each |  | 0
48 | 20.39 | providing and fixing soil, waste and vent pipe :- (a)100mm dia (i)sand cast iron S&S pipe as per IS:1729 | 10 | Rm |  | 0
49 | 21.16 | Providing and fixing brass bib cock of approved quality: (b) 20 mm nominal bore | 2 | Each |  | 0
50 | 21.46 | Providing and placing on terrace (at all floor levels) polyethylene water storage tank, ls:12701 marked, with cover and suitable locking arrangement,…......... (c) 1000 litre capacity | 1000 | Litre |  | 0
51 | 21.1 | Providing and fixing Chlorinated Polyvinyl Chloride (CPVC) pipes including all CPVC plain & brass threaded fittings, …....... (ix) 100mm diameter | 10 | Rm |  | 0
52 | 21.11 | Providing and fixing G.I. pipes complete with G.I. fittings and clamps, i/c cutting and making good the walls etc. Internal work - Exposed on wall (ii) 20 mm diameter nominal bore | 80 | Rm |  | 0
Internal Eletrification :-
53 | 1 | Wiring in looping system with copper PVC cable 250/440 volt grade of size 1.5 sqm of approved quality (a) Long Point (i) With Copper conductor | 10 | Each |  | 0
54 | 2 | Wiring as an item No. 1 complete to a light plug point when fixed elsewhere. (a) Long Point (i) With Copper conductor | 3 | Each |  | 0
55 | 4 | Wiring to a power plug as an item No. 1 above with 2 x 4mm (a) Long Point (i) With Copper conductor | 3 | Each |  | 0
56 | 9 | Drawing of Main and Sub- Main line with DGSD approved (b) With 2 x 4 mm² copper conductor (i) With Copper | 80 | m |  | 0
|  | (c) With 2 x 6 mm² copper conductor (i) With Copper | 120 | m |  | 0
57 | 51 | Supplying & fixing of Load Kontaket Miniature Circuit Breakers (MCBs). (b) 6 - 32 Amp SP MCB Capacity | 4 | Each |  | 0
58 | 53 | Supplying fitting & fixing of Load Kontaket Miniature Circuit Breakers Double Pole (Isolator) (b) 32 - 125 Amp TP Isolator | 1 | Each |  | 0
59 | 55 | Supplying fitting & fixing of Single opening Metal Enclosure MCB Distribution Box. (b) 4/6/8 Way | 2 | Each |  | 0
60 | 62 | Supplying fitting & fixing T5/T8/T9 etc Fluorescent tube light fitting complete | 6 | Each |  | 0
SEPTIC TANK & SOAK PIT :-
61 | 2.1 | Earthwork in excavation by manual means up to a depth of 2m below the existing ground level,…........ (a) All kinds of soil | 10.06 | Cum |  | 0
62 | 12.5 | Providing soling with stone/ best quality picked jhama brick, sand packed and laid to level…........ (b/i) Stone soling of thickness 100mm | 4.5 | Sqm |  | 0
63 | 5.1 | Plain cement concrete works in foundation bed for footing steps, walls, brick works etc below plinth level,…..... (b) 1 :3:6 | 0.45 | Cum |  | 0
64 | 4 | Centering and shutterlng lncludlng struttlng, propplng etc. and removal of form for all heights complcte,…........ (4.1) Foundations, footings, bases of columns, etc. for mass concrete | 0.9 | Sqm |  | 0
|  | (4.4)Lintels, beams, plinth beams, girders, bressumers and cantilevers | 1.08 | Sqm |  | 0
|  | (4.3)Slabs, roofs, landings, balconies and access platform, shelves | 5.4 | Sqm |  | 0
65 | 6.11 | Supplying, fitting and fixing in position reinforcement bars up to lst floor level, conforming to relevant I.S. Code for R.C.C. work.. (b)High Yield Strength Deformed bars or Tor Bars | 1.47 | Qntl |  | 0
66 | 6.1 | Providing and laying in position specified grade of reinforced cement concrete,….......... (b) M20 or 1 :l/2:3 | 1.18 | Cum |  | 0
67 | 7.2 | Brick work with common burnt clay modular lst class bricks in foundation and in plinth: (b)Cement Mortar 1 :6 | 4.69 | Cum |  | 0
68 | 15.2 | 15 mm cement plaster on the rough side of single or half brick wall of mix: (a)1 :4 (1 cement: 4 fine sand) | 45.78 | Sqm |  | 0
69 | 21.10 | Providing and fixing Chlorinated Polyvinyl Chloride (CPVC) pipe including all CPVC plain & brass threaded fittings, (ix) 100mm diameter | 9 | Rm |  | 0
70 | 22.30 | Making soak pit 2.5 in diameter 3,0 metre deep with 45x45cm dry brick honey comb shaft with bricks and S.W. drain pipe 100 mm diamcter,1.8 in long complete as per standard design. | 1 | Each |  | 0
RRM WALL
71 | 2.1 | Earthwork in excavation by manual means up to a depth of 2m below the existing ground level for foundation trenches of foundations, footings of column/ walls, retaining walls, septic tank etc.(a) All kinds of soil | 30 | Cum |  | 0
72 | 12.5 | Providing soling with stone/ best quality picked jhama brick, sand packed and laid to level… (b/i) Stone soling of thickness 100mm | 20 | Sqm |  | 0
73 | 5.1 | Plain cement concrete works in foundation bed for footing steps, walls, brick works etc below plinth level ….. (b) 1 :3:6 | 2 | Cum |  | 0
74 | 4 | Centering and shutterlng lncludlng struttlng, propplng etc. and removal of form for all heights complcte,… (4.1) Foundations, footings, bases of columns, etc. for mass concrete | 2.4 | Sqm |  | 0
75 | 8.1 | Plandom rubble masonry with hard stone in foundation and plinth including levelling up with cement concrete 1:6:12 (1 cement: 6 coarse sand: 12 graded stone aggregate 20 mm nominal size) up to plinth level with: (a) Cement mortar 1 :6 (1 cement: 6 coarse sand) | 35.28 | Cum |  | 0
76 | 21.10 | Providing Weep Holes using Chlorinated Polyvinyl Chloride (CPVC) pipes, (ix) 100mm diameter | 7.65 | Rm |  | 0
Sub-Total in Figures | [5 empty] | 0
Total in Figures | [5 empty] | 0

## Iongkaluh (hidden)
Sl.No | Item No. | Description of Items (With brief specification and reference to book of specification) | Quantity | Unit | Rates in INR (in figure) | Amount in INR
Name of Health Facilities: Iongkaluh Sub-Centre
Name of Work: Improvement of Sub-Centre Building
1 | 10.2 | Providing dressed wood work in post walls, battens etc. (c) With lst class Local wood | 0.5 | m³ |  | 0
2 | 10.2 | Providing undressed wood work in roof truss, rafter, purlin etc. (c)With lst class Local wood | 1.7 | m³ |  | 0
3 | 13.1 | Prroviding corrugated galvanised iron sheet roofing of TATA etc., (c) 0.63 mm thick | 28 | m² |  | 0
4 | 13.4 | Providing glavd iron ridging of TAT etc. (b) 0.63mm thick | 11 | Rm |  | 0
5 | 14.1 | Providing and fixing insulating board ceiling Of approved quality with necessary nails etc. complete (a)Natural colour insulating board 12 mm thick | 48 | m² |  | 0
6 | 15.2 | 15mm thick cement plaster in single coat on fair side etc : in CM 1:4 | 17.51 | m² |  | 0
7 | 12.3 | plain cement concrete apron in prop 1:4:8 with 20 mm down graded coarse aggregate (b) 50 mm thick | 20 | m² |  | 0
8 | 11.22 | Providing, fitting and fixing steel windows (including ventilators) of standard rolled steel sections as per relevant I.S. Code., | 8.5 | m² |  | 0
9 | 10.49 | Providing barge board of size 200mm x 20mm including fitting and fixing etc (b) 1 st class Local timber | 24 | Rm |  | 0
10 | 11.19 | Providing & fixing glass panes with putty…. (a) 4.O mm thick glass panes | 4 | m² |  | 0
11 | 10.1 | Providing wood work in frames (Chowkats) of doors etc., (c) With lst class Local wood (i) Pooma/ Hollock/ Gamari/ and the like | 0.12 | m³ |  | 0
12 | 10.5 | Providing fitting and fixing full panelled doors etc. (a) with 1st class local wood (i)Pooma/ Hollock/ Gamari/ and the like (i) 35 mm thick shutters | 4 | m² |  | 0
13 | 16.12 | Providing priming coat over new wood and wood base surface etc | 14.3 | m² |  | 0
14 | 16.12 | Applying priming coat over new steel and other metal surface etc., | 14.2 | m² |  | 0
15 | 16.16 | Finishing walls with Acrylic smooth exterior paint of required shade, including scaffolding | 130 | m² |  | 0
16 | 16.6 | Distempering with dry distemper of approved brand etc., | 190 | m² |  | 0
17 | 16.22 | (b)Painting wood work with Deluxe Mufti Surface Paint of required shade | 67.6 | m² |  | 0
18 | 16.22 | (c)Painting Steel work with Deluxe Multi Surface Paint to give an even shade | 14.2 | m² |  | 0
19 | 16.14 | Finishing walls with water proofing cement paint of required shade:New work (Two or more coats applied @ 3,84 kg/10 sqm) | 53.81 | m² |  | 0
20 | 16.25 | Painting on G.S. sheet with synthetic enamel paint of approved brand (b)old work | 146.2 | m² |  | 0
Sub-Total in Figures | [5 empty] | 0
Name of Work: Construction of Deep Burial Pit
1 | 2.1 | Earthwork in excavation by manual means up to a depth of 2m below the existing ground level for foundation trenches of foundations, footings…... (a) All kinds of soil | 12.82 | Cum |  | 0
2 | 2.6 | Earthwork in filling (excluding rock) in trenches, plinth, sides of foundation etc ,…........ (a) With available excavated earth | 2.43 | Cum |  | 0
3 | 2.3 | Extra over item no. 2.1 and 2.2 above for each lm depth or part thereof beyond the initial depth of 2m…. | 0.65 | Cum |  | 0
4 | 2.8 | Disposal Of surplus earth/ unserviceable material from thework site including loading and unloading completo as directed. (a)First 5 KM | 10.39 | Cum |  | 0
5 | 12.5 | Providing soling with stone/ best quality picked jhama brick, sand packed and laid to level…. (b/i) Stone soling of thickness 100mm | 7.56 | Sqm |  | 0
6 | 5.1 | Plain cement concrete works in foundation bed for footing steps, walls, brick works etc below plinth level…..........(b) 1 :3:6 | 0.76 | Cum |  | 0
7 | 8.1 | Plandom rubble masonry with hard stone in foundation and plinth including levelling up with cement concrete 1:6:12 up to plinth level with: (a) Cement mortar 1 :6 | 3.24 | Cum |  | 0
8 | 4 | Centering and shutterlng lncludlng struttlng, propplng etc. and removal of form for all heights complcte and as directed by Engineer in charge.
9 | 4.1 | Foundations, footings, bases of columns, etc. for mass concrete | 2.16 | Sqm |  | 0
10 | 4.4 | Lintels, beams, plinth beams, girders, bressumers and cantilevers | 5.4 | Sqm |  | 0
11 | 4.3 | Slabs, roofs, landings, balconies and access platform, shelves | 9.88 | Sqm |  | 0
12 | 6.11 | Supplying, fitting and fixing in position reinforcement bars up to lst floor level, conforming to relevant I.S. Code for RC.C. work…... (b)High Yield Strength Deformed bars or Tor Bars | 3.22 | Qntl |  | 0
13 | 6.1 | Providing and laying in position specified grade of reinforced cement concrete, excluding the cost Of centerjng, shuttering, finishing and reinforcement- All work up to plinth level: (b) M20 or 1 :l/2:3 | 1.55 | Cum |  | 0
14 | 7.9 | Half brick masonry with common burnt clay (non modular) 1st class bricks in foundations and in plinth: Cement mortar 1 :4 | 1.13 | Sqm |  | 0
15 | 15.2 | 15 mm cement plaster on the rough side of single or half brick wall of mix: (a)1 :4 (1 cement: 4 fine sand) | 15.4 | Sqm |  | 0
16 | 11.15 | Steel work welded in built up sections /framed work including cutting, hoisting, fixing in position and applying a priming coat Of approved steel primer using structural steel etc. as required. | 54.94 | Kg |  | 0
17 | 16.12 | Applying priming coat : With ready mixed red oxide zinc chromate primer Of approved brand and manufacture on steel galvanised iron/ steel works | 1.62 | Sqm |  | 0
18 | 16.22 | Painting Steel work with Deluxe Multi Surface Paint to give an even shade. Two or more coat applied @ 0.90 ltr/10 sqm over an under coat of primer applied @ 0.80 ltr/10 sqm ofapproved brand and manufacture | 1.62 | Sqm |  | 0
Fencing :-
19 | 2.1 | Earthwork in excavation by manual means up to a depth of 2m below the existing ground level for foundation trenches of foundations, footings…... (a) All kinds of soil | 2.4 | Cum |  | 0
20 | 12.5 | Providing soling with stone/ best quality picked jhama brick, sand packed and laid to level…. (b/i) Stone soling of thickness 100mm | 4 | Sqm |  | 0
21 | 5.1 | Plain cement concrete works in foundation bed for footing steps, walls, brick works etc below plinth level…..........(b) 1 :3:6 | 0.98 | Cum |  | 0
22 | 4 | Centering and shutterlng lncludlng struttlng, propplng etc. and removal of form for all heights complcte and as directed by Engineer in charge.
23 | 4.1 | Foundations, footings, bases of columns, etc. for mass concrete | 10.88 | Sqm |  | 0
24 | 19.11 | Providing and fixing G.I. chain link fabric fencing of required width in mesh size 25x25 mm made Of G.I. wire of dia. 3 mm including strengthening with 2 mm dia. wire or nuts, bolts and washers as required complcte as per the direction Of Engineer-in-charge. | 16 | Sqm |  | 0
25 | 11.15 | Steel work welded in built up sections/framed work including cutting, hoisting, fixing in position and applying a priming coat Of approved steel primer using structural steel etc. as required. | 134.89 | Kg |  | 0
26 | 16.12 | Applying priming coat : With ready mixed red oxide zinc chromate primer Of approved brand and manufacture on steel galvanised iron/ steel works | 32 | Sqm |  | 0
27 | 16.22 | Painting Steel work with Deluxe Multi Surface Paint to give an even shade. Two or more coat applied @ 0.90 ltr/10 sqm over an under coat of primer applied @ 0.80 ltr/10 sqm ofapproved brand and manufacture | 32 | Sqm |  | 0
Sub-Total in Figures | [5 empty] | 0
Name of Work: Construction of Sharp Pit
1 | 2.1 | Earthwork in excavation by manual means up to a depth of 2m below the existing ground level for foundation trenches of foundations, footings…... (a) All kinds of soil | 13.31 | Cum |  | 0
2 | 2.6 | Earthwork in filling (excluding rock) in trenches, plinth, sides of foundation etc ,…........ (a) With available excavated earth | 3.8 | Cum |  | 0
3 | 2.3 | Extra over item no. 2.1 and 2.2 above for each lm depth or part thereof beyond the initial depth of 2m…. | 1.21 | Cum |  | 0
4 | 2.8 | Disposal Of surplus earth/ unserviceable material from thework site including loading and unloading completo as directed. (a)First 5 KM | 9.51 | Cum |  | 0
5 | 12.5 | Providing soling with stone/ best quality picked jhama brick, sand packed and laid to level…. (b/i) Stone soling of thickness 100mm | 5.11 | Sqm |  | 0
6 | 5.1 | Plain cement concrete works in foundation bed for footing steps, walls, brick works etc below plinth level…..........(b) 1 :3:6 | 0.51 | Cum |  | 0
7 | 4 | Centering and shutterlng lncludlng struttlng, propplng etc. and removal of form for all heights complcte and as directed by Engineer in charge.
| 4.1 | Foundations, footings, bases of columns, etc. for mass concrete | 0.9 | Sqm |  | 0
| 4.4 | Lintels, beams, plinth beams, girders, bressumers and cantilevers | 1.24 | Sqm |  | 0
| 4.3 | Slabs, roofs, landings, balconies and access platform, shelves | 5.06 | Sqm |  | 0
8 | 6.11 | Supplying, fitting and fixing in position reinforcement bars up to lst floor level, conforming to relevant I.S. Code for RC.C. work…... (b)High Yield Strength Deformed bars or Tor Bars | 0.56 | Qntl |  | 0
9 | 6.1 | Providing and laying in position specified grade of reinforced cement concrete, excluding the cost Of centerjng, shuttering, finishing and reinforcement- All work up to plinth level: (b) M20 or 1 :l/2:3 | 0.56 | Cum |  | 0
10 | 7.2 | Brick work with common burnt clay modular lst class bricks in foundation and in plinth: | 4.41 | Cum |  | 0
11 | 15.2 | 15 mm cement plaster on the rough side of single or half brick wall of mix: (a)1 :4 (1 cement: 4 fine sand) | 29.82 | Sqm |  | 0
12 | 11.16 | Providing and fixing hand rail of approved size bywelding etc. to steel ladder railing, balcony railing, staircase railing and similar works, including applying priming coat of approvedsteel primer. (c ) G.I. pipes | 27.85 | Kg |  | 0
13 | 16.12 | Applying priming coat : With ready mixed red oxide zinc chromate primer Of approved brand and manufacture on steel galvanised iron/ steel works | 0.53 | Sqm |  | 0
18 | 16.22 | Painting Steel work with Deluxe Multi Surface Paint to give an even shade. Two or more coat applied @ 0.90 ltr/10 sqm over an under coat of primer applied @ 0.80 ltr/10 sqm ofapproved brand and manufacture | 0.53 | Sqm |  | 0
Fencing :-
19 | 2.1 | Earthwork in excavation by manual means up to a depth of 2m below the existing ground level for foundation trenches of foundations, footings…... (a) All kinds of soil | 2.4 | Cum |  | 0
20 | 12.5 | Providing soling with stone/ best quality picked jhama brick, sand packed and laid to level…. (b/i) Stone soling of thickness 100mm | 4 | Sqm |  | 0
21 | 5.1 | Plain cement concrete works in foundation bed for footing steps, walls, brick works etc below plinth level…..........(b) 1 :3:6 | 0.98 | Cum |  | 0
22 | 4 | Centering and shutterlng lncludlng struttlng, propplng etc. and removal of form for all heights complcte and as directed by Engineer in charge.
23 | 4.1 | Foundations, footings, bases of columns, etc. for mass concrete | 10.88 | Sqm |  | 0
24 | 19.11 | Providing and fixing G.I. chain link fabric fencing of required width in mesh size 25x25 mm made Of G.I. wire of dia. 3 mm including strengthening with 2 mm dia. wire or nuts, bolts and washers as required complcte as per the direction Of Engineer-in-charge. | 16 | Sqm |  | 0
25 | 11.15 | Steel work welded in built up sections/framed work including cutting, hoisting, fixing in position and applying a priming coat Of approved steel primer using structural steel etc. as required. | 134.79 | Kg |  | 0
26 | 16.12 | Applying priming coat : With ready mixed red oxide zinc chromate primer Of approved brand and manufacture on steel galvanised iron/ steel works | 32 | Sqm |  | 0
27 | 16.22 | Painting Steel work with Deluxe Multi Surface Paint to give an even shade. Two or more coat applied @ 0.90 ltr/10 sqm over an under coat of primer applied @ 0.80 ltr/10 sqm ofapproved brand and manufacture | 32 | Sqm |  | 0
Sub-Total in Figures | [5 empty] | 0
Name of Work: Construction Labour Room including Internal Water Supply and Inetrnal Electrification, and Septic Tank
1 | 2.1 | Earthwork in excavation by manual means up to a depth of 2m below the existing ground level….... (a) All kinds of soil | 50.67 | Cum |  | 0
2 | 2.6 | Earthwork in filling (excluding rock) in trenches, plinth, sides of foundation,…......... (a) With available excavated earth | 40.67 | Cum |  | 0
3 | 2.9 | Earth work in excavation by manuav mechanical means(Hydraulic excavator) over areas…........... (a)All kinds of soil | 70.52 | Cum |  | 0
4 | 2.8 | Disposal Of surplus earth/ unserviceable material from thework site including loading and unloading complete ….... (a)First 5 KM | 80.52 | Cum |  | 0
5 | 12.5 | Providing soling with stone/ best quality picked jhama brick, sand packed and laid to level…........ (b/i) Stone soling of thickness 100mm | 70.77 | Sqm |  | 0
6 | 5.1 | Plain cement concrete works in foundation bed for footing steps, walls, brick works etc below plinth level…................. (b) 1 :3:6 | 7.08 | Cum |  | 0
7 | 8.1 | Plandom rubble masonry with hard stone in foundation and plinth including levelling up with cement concrete 1:6:12…............. (a) Cement mortar 1 :6 | 7.69 | Cum |  | 0
8 | 4 | Centering and shuttering lncludlng strutting, propplng etc. and removal of form for all heights complete
|  | (4.1) Foundations, footings, bases of columns, etc. for mass concrete | 19.92 | Sqm |  | 0
|  | (4.4)Lintels, beams, plinth beams, girders, bressumers and cantilevers | 48.88 | Sqm |  | 0
|  | (4.5)Columns, Pillars, Piers, Abutments, Posts and struts | 25.2 | Sqm |  | 0
|  | (4.3)Slabs, roofs, landings, balconies and access platform, shelves | 56.45 | Sqm |  | 0
9 | 6.11 | Supplying, fitting and fixing in position reinforcement bars up to lst floor level, conforming to relevant I.S. Code for R.C.C. work…..... (b)High Yield Strength Deformed bars or Tor Bars | 24.04 | Qntl |  | 0
10 | 6.1 | Providing and laying in position specified grade of reinforced cement concrete,….......... (b) M20 or 1 :l/2:3 | 12.31 | Cum |  | 0
11 | 6.2 | Reinforced cement concrete work in walls (any thickness), including attached pilasters, buttresses, fillets, columns,pillars, posts and struts etc. above plinth level up to first floor level…...................... (b) M20 or 1 :l/2:3 | 9.9 | Cum |  | 0
12 | 12.2 | Providing and laying damp proof course with cement concretein prop 1 :11/2:3…....... (b)25mm thick | 7.11 | Sqm |  | 0
13 | 12.8 | Cement concrcte floor topping 1:1:2 (1 cement: 1 coarsesand: 2 stone aggregate) finished with a floating coat of neat cement, including cement slurry, complete. (b)20mm thick | 51.87 | Sqm |  | 0
14 | 7.1 | Half brick masonry with common burnt clay (non modular) lst class bricks in superstructure above plinth level up to first floor level,. (b) Cement mortar 1 :4 | 89.13 | Sqm |  | 0
15 | 7.2 | Brick work with common burnt clay modular lst class bricks in foundation and in plinth: (b)Cement Mortar 1 :6 | 0.28 | Cum |  | 0
16 | 15.2 | 15 mm cement plaster on the rough side of single or half brick wall of mix: (a)1 :4 (1 cement: 4 fine sand) | 243.19 | Sqm |  | 0
17 | 16.11 | Applying one coat of water thinnable cement primer of approved brand and manufacture on surfaces: Water thinnable cement primer | 243.19 | Sqm |  | 0
18 | 16.17 | Finishing walls with Premium Acrylic Smooth exterior paintwith Silicone additives of required shade, including scaffolding: New work ITwo or more coats | 114.29 | Sqm |  | 0
19 | 16.6 | Distempering with dry distemper of approved brand and manufacture (two or more coats) of required shade on new work…........ | 128.9 | Sqm |  | 0
20 | 12.41 | Providing and laying vitrified floor tiles in different sizes and conforming to ls:15622, of approved make, in all colours and shades laid on 20 mm thick cement mortar 1:4 (b) Size of tile 600x600 mm | 35.32 | Sqm |  | 0
21 | 9.27 | Providing polished VITRIFIED wall tiles of approved quality, size, shape and thickness not less than 8 mm on walls and skirting over cement mortar bed 10 mm thick in prop.1:3…... (b) Premium range | 65.57 | Sqm |  | 0
22 | 10.1 | Providing wood work in frames Of doors, windows, clerestory windows and other frames…. (c) With lst class Local wood (i) Pooma/ Hollock/ Gamari/ | 0.14 | Cum |  | 0
23 | 10.5 | Providing and fixing panelled or panelled and glazed shutters for doors, windows and clerestory windows ….. (c) With lst class Local wood Pooma/ Hollock/ Gamari/ and the like (i) 35 mm thick shutters | 5.04 | Sqm |  | 0
24 | 16.12 | Applying priming coat: (a)With ready mked pink or Grey primer Of approved brand and manufacture on wood work (hard and soft wood) | 6.44 | Sqm |  | 0
25 | 16.22 | Finishing with Deluxe Multi surface paint system for interiors and exteriors….....(b)Painting wood work with Deluxe Mufti Surface Paint of required shade. Two or more coats | 6.44 | Sqm |  | 0
26 | 24.1 | Providing and fixing aluminium work for doors, windows, ventilators and partitions with extruded built up standard tubular sections/appropriate Z sections and other sections of approved make…...... (a) For fixed portion (i)Anodised aluminium | 101.85 | Kg |  | 0
27 | 24.2 | Providing and fixing 12 mm thick pre-laminated particle board flat pressed three layer or graded wood particle board, in panelling fixed in aluminium doors, windows shutters and partition (b)Pre-laminated particle board with decorative lamination on both sides | 28.81 | Sqm |  | 0
28 | 24.3 | Providing and fixing glazing in aluminium door. window, ventilator shutters and partitions etc…. (b)With float glass panes of 4.0 mm thickness | 11.1 | Sqm |  | 0
29 | 24.4 | Providing and fixing double action hydraulic floor spring of approved brand and manufacture,…...... a) With stainless steel cover plate minimum 1.25 mm thickness | 3 | Each |  | 0
30 | 24.12 | Providing and fixing aluminium tubular handle bar 32 mm outer dia, 3.0 mm thick & 2100 mm long with SS screws etc. . (a)Anodized (AC 15) aluminium tubular handle bar | 6 | Each |  | 0
31 | 24.13 | Providing and fixing Brass 100 mm mortise latch and lock with 6 levers without pair of handles (best make of approved quality) for aluminium doors including necessary cutting and making good etc. complete. | 12 | Each |  | 0
32 | 11.22 | Providing, fitting and fixing steel windows (including ventilators) of standard rolled steel sections as per relevant I.S. Code,…........ (a) Openable | 6.84 | Sqm |  | 0
33 | 11.24 | Providing and fixing M.S. grills Of required pattern in trames Of windows, etc. with M.S. flats, square or round bars, etc…. (a)Fixed to steel windows by welding | 242.88 | Kg |  | 0
34 | 11.19 | Providing & fixing glass panes with putty and glazing clips in steel doors, windows, clerestory windows, all complete with (b) 4 mm thick | 6.84 | Sqm |  | 0
35 | 16.22 | Finishing with Deluxe Multi surface paint system for interiors and exteriors ,…(c)Painting Steel work with Deluxe Multi Surface Paint to give an even shade. Two or more coat | 9.09 | Sqm |  | 0
Plinth Protection :-
36 | 2.1 | Earthwork in excavation by manual means up to a depth of 2m below the existing ground level,….. (a) All kinds of soil | 18 | Cum |  | 0
37 | 12.4 | Making plinth protection 50mm thick of cement concrete 1:3:6(1 cement: 3 coarse sand: 6 graded stone aggregate 20 mm nominal size) over 75 mm thick bed of dry brick ballast 40 mm nominal size | 60 | Sqm |  | 0
38 | 12.5 | Providing soling with stone/ best quality picked jhama brick, sand packed and laid to level…........ (b/i) Stone soling of thickness 100mm | 50 | Sqm |  | 0
39 | 5.1 | Plain cement concrete works in foundation bed for footing steps, walls, brick works etc below plinth level…........ (b) 1 :3:6 | 3.75 | Cum |  | 0
40 | 4 | Centering and shutterlng lncludlng struttlng, propplng etc. and removal of form for all heights complcte (4.1) Foundations, footings, bases of columns, etc. for mass concrete | 20 | Sqm |  | 0
41 | 7.2 | Brick work with common burnt clay modular lst class bricks in foundation and in plinth: (b)Cement Mortar 1 :6 | 4.8 | Cum |  | 0
42 | 15.2 | 15 mm cement plaster on the rough side of single or half brick wall of mix: (a)1 :4 (1 cement: 4 fine sand) | 80 | Sqm |  | 0
Internal Sanitary and Plumbing :-
43 | 20.1 | Providing and fixing water closet squatting pan (Indian type W.C. pan) with 100 mm sand Cast Iron P or S trap, 10 litre low level white P.V.C. flushing cistern, including flush pipe…........ (a)White Vitreous china Orissa pattern W.C, pan of size 580x440 mm | 1 | Each |  | 0
44 | 20.2 | Providing and fixing a pair of white vitreous china foot rests of standard pattern for squatting pan water closet: (a)250xl 30x30 mm | 1 | Each |  | 0
45 | 20.7 | Providing and fixing wash basin with C.I. brackets, 15 mm C.P. brass pillar taps, 32 mm C.P. brass waste of standard patter,…......... (a)White Vitreous China Wash basin size 630x450 mm with a pair of 15 mm C.P. brass pillar taps | 1 | Each |  | 0
46 | 20.24 | providing and fixing G.I inlet connection for flush pipe connection with W.C Pan | 1 | Each |  | 0
47 | 20.32 | providing and fixing PVC waste pipe for sink or wash basin including PVC waste fitting complete. (a)semi-rigid pipe (ii)40mm dia | 1 | Each |  | 0
48 | 20.39 | providing and fixing soil, waste and vent pipe :- (a)100mm dia (i)sand cast iron S&S pipe as per IS:1729 | 10 | Rm |  | 0
49 | 21.16 | Providing and fixing brass bib cock of approved quality: (b) 20 mm nominal bore | 2 | Each |  | 0
50 | 21.46 | Providing and placing on terrace (at all floor levels) polyethylene water storage tank, ls:12701 marked, with cover and suitable locking arrangement,…......... (c) 1000 litre capacity | 1000 | Litre |  | 0
51 | 21.1 | Providing and fixing Chlorinated Polyvinyl Chloride (CPVC) pipes including all CPVC plain & brass threaded fittings, …....... (ix) 100mm diameter | 10 | Rm |  | 0
52 | 21.11 | Providing and fixing G.I. pipes complete with G.I. fittings and clamps, i/c cutting and making good the walls etc. Internal work - Exposed on wall (ii) 20 mm diameter nominal bore | 80 | Rm |  | 0
Internal Eletrification :-
53 | 1 | Wiring in looping system with copper PVC cable 250/440 volt grade of size 1.5 sqm of approved quality (a) Long Point (i) With Copper conductor | 10 | Each |  | 0
54 | 2 | Wiring as an item No. 1 complete to a light plug point when fixed elsewhere. (a) Long Point (i) With Copper conductor | 3 | Each |  | 0
55 | 4 | Wiring to a power plug as an item No. 1 above with 2 x 4mm (a) Long Point (i) With Copper conductor | 3 | Each |  | 0
56 | 9 | Drawing of Main and Sub- Main line with DGSD approved (b) With 2 x 4 mm² copper conductor (i) With Copper | 80 | m |  | 0
|  | (c) With 2 x 6 mm² copper conductor (i) With Copper | 120 | m |  | 0
57 | 51 | Supplying & fixing of Load Kontaket Miniature Circuit Breakers (MCBs). (b) 6 - 32 Amp SP MCB Capacity | 4 | Each |  | 0
58 | 53 | Supplying fitting & fixing of Load Kontaket Miniature Circuit Breakers Double Pole (Isolator) (b) 32 - 125 Amp TP Isolator | 1 | Each |  | 0
59 | 55 | Supplying fitting & fixing of Single opening Metal Enclosure MCB Distribution Box. (b) 4/6/8 Way | 2 | Each |  | 0
60 | 62 | Supplying fitting & fixing T5/T8/T9 etc Fluorescent tube light fitting complete | 6 | Each |  | 0
SEPTIC TANK & SOAK PIT :-
61 | 2.1 | Earthwork in excavation by manual means up to a depth of 2m below the existing ground level,…........ (a) All kinds of soil | 10.06 | Cum |  | 0
62 | 12.5 | Providing soling with stone/ best quality picked jhama brick, sand packed and laid to level…........ (b/i) Stone soling of thickness 100mm | 4.5 | Sqm |  | 0
63 | 5.1 | Plain cement concrete works in foundation bed for footing steps, walls, brick works etc below plinth level,…..... (b) 1 :3:6 | 0.45 | Cum |  | 0
64 | 4 | Centering and shutterlng lncludlng struttlng, propplng etc. and removal of form for all heights complcte,…........ (4.1) Foundations, footings, bases of columns, etc. for mass concrete | 0.9 | Sqm |  | 0
|  | (4.4)Lintels, beams, plinth beams, girders, bressumers and cantilevers | 1.08 | Sqm |  | 0
|  | (4.3)Slabs, roofs, landings, balconies and access platform, shelves | 5.4 | Sqm |  | 0
65 | 6.11 | Supplying, fitting and fixing in position reinforcement bars up to lst floor level, conforming to relevant I.S. Code for R.C.C. work.. (b)High Yield Strength Deformed bars or Tor Bars | 1.47 | Qntl |  | 0
66 | 6.1 | Providing and laying in position specified grade of reinforced cement concrete,….......... (b) M20 or 1 :l/2:3 | 1.18 | Cum |  | 0
67 | 7.2 | Brick work with common burnt clay modular lst class bricks in foundation and in plinth: (b)Cement Mortar 1 :6 | 4.69 | Cum |  | 0
68 | 15.2 | 15 mm cement plaster on the rough side of single or half brick wall of mix: (a)1 :4 (1 cement: 4 fine sand) | 45.78 | Sqm |  | 0
69 | 21.10 | Providing and fixing Chlorinated Polyvinyl Chloride (CPVC) pipe including all CPVC plain & brass threaded fittings, (ix) 100mm diameter | 9 | Rm |  | 0
70 | 22.30 | Making soak pit 2.5 in diameter 3,0 metre deep with 45x45cm dry brick honey comb shaft with bricks and S.W. drain pipe 100 mm diamcter,1.8 in long complete as per standard design. | 1 | Each |  | 0
Sub-Total in Figures | [5 empty] | 0
Total in Figures | [5 empty] | 0

## Moolamanoh (hidden)
Sl.No | Item No. | Description of Items (With brief specification and reference to book of specification) | Quantity | Unit | Rates in INR (in figure) | Amount in INR
Name of Health Facilities: Moolamanoh Sub-Centre
Name of Work: Improvement of Sub-Centre Building
1 | 10.2 | Providing dressed wood work in post walls, battens etc. (c) With lst class Local wood | 0.5 | m³ |  | 0
2 | 10.2 | Providing undressed wood work in roof truss, rafter, purlin etc. (c)With lst class Local wood | 1.7 | m³ |  | 0
3 | 13.1 | Prroviding corrugated galvanised iron sheet roofing of TATA etc., (c) 0.63 mm thick | 28 | m² |  | 0
4 | 13.4 | Providing glavd iron ridging of TAT etc. (b) 0.63mm thick | 11 | Rm |  | 0
5 | 14.1 | Providing and fixing insulating board ceiling Of approved quality with necessary nails etc. complete (a)Natural colour insulating board 12 mm thick | 48 | m² |  | 0
6 | 15.2 | 15mm thick cement plaster in single coat on fair side etc : in CM 1:4 | 17.51 | m² |  | 0
7 | 12.3 | plain cement concrete apron in prop 1:4:8 with 20 mm down graded coarse aggregate (b) 50 mm thick | 20 | m² |  | 0
8 | 11.22 | Providing, fitting and fixing steel windows (including ventilators) of standard rolled steel sections as per relevant I.S. Code., | 8.5 | m² |  | 0
9 | 10.49 | Providing barge board of size 200mm x 20mm including fitting and fixing etc (b) 1 st class Local timber | 24 | Rm |  | 0
10 | 11.19 | Providing & fixing glass panes with putty…. (a) 4.O mm thick glass panes | 4 | m² |  | 0
11 | 10.1 | Providing wood work in frames (Chowkats) of doors etc., (c) With lst class Local wood (i) Pooma/ Hollock/ Gamari/ and the like | 0.12 | m³ |  | 0
12 | 10.5 | Providing fitting and fixing full panelled doors etc. (a) with 1st class local wood (i)Pooma/ Hollock/ Gamari/ and the like (i) 35 mm thick shutters | 4 | m² |  | 0
13 | 16.12 | Providing priming coat over new wood and wood base surface etc | 14.3 | m² |  | 0
14 | 16.12 | Applying priming coat over new steel and other metal surface etc., | 14.2 | m² |  | 0
15 | 16.16 | Finishing walls with Acrylic smooth exterior paint of required shade, including scaffolding | 130 | m² |  | 0
16 | 16.6 | Distempering with dry distemper of approved brand etc., | 190 | m² |  | 0
17 | 16.22 | (b)Painting wood work with Deluxe Mufti Surface Paint of required shade | 67.6 | m² |  | 0
18 | 16.22 | (c)Painting Steel work with Deluxe Multi Surface Paint to give an even shade | 14.2 | m² |  | 0
19 | 16.14 | Finishing walls with water proofing cement paint of required shade:New work (Two or more coats applied @ 3,84 kg/10 sqm) | 53.81 | m² |  | 0
20 | 16.25 | Painting on G.S. sheet with synthetic enamel paint of approved brand (b)old work | 146.2 | m² |  | 0
Sub-Total in Figures | [5 empty] | 0
Name of Work: Construction of Deep Burial Pit
1 | 2.1 | Earthwork in excavation by manual means up to a depth of 2m below the existing ground level for foundation trenches of foundations, footings…... (a) All kinds of soil | 12.82 | Cum |  | 0
2 | 2.6 | Earthwork in filling (excluding rock) in trenches, plinth, sides of foundation etc ,…........ (a) With available excavated earth | 2.43 | Cum |  | 0
3 | 2.3 | Extra over item no. 2.1 and 2.2 above for each lm depth or part thereof beyond the initial depth of 2m…. | 0.65 | Cum |  | 0
4 | 2.8 | Disposal Of surplus earth/ unserviceable material from thework site including loading and unloading completo as directed. (a)First 5 KM | 10.39 | Cum |  | 0
5 | 12.5 | Providing soling with stone/ best quality picked jhama brick, sand packed and laid to level…. (b/i) Stone soling of thickness 100mm | 7.56 | Sqm |  | 0
6 | 5.1 | Plain cement concrete works in foundation bed for footing steps, walls, brick works etc below plinth level…..........(b) 1 :3:6 | 0.76 | Cum |  | 0
7 | 8.1 | Plandom rubble masonry with hard stone in foundation and plinth including levelling up with cement concrete 1:6:12 up to plinth level with: (a) Cement mortar 1 :6 | 3.24 | Cum |  | 0
8 | 4 | Centering and shutterlng lncludlng struttlng, propplng etc. and removal of form for all heights complcte and as directed by Engineer in charge.
9 | 4.1 | Foundations, footings, bases of columns, etc. for mass concrete | 2.16 | Sqm |  | 0
10 | 4.4 | Lintels, beams, plinth beams, girders, bressumers and cantilevers | 5.4 | Sqm |  | 0
11 | 4.3 | Slabs, roofs, landings, balconies and access platform, shelves | 9.88 | Sqm |  | 0
12 | 6.11 | Supplying, fitting and fixing in position reinforcement bars up to lst floor level, conforming to relevant I.S. Code for RC.C. work…... (b)High Yield Strength Deformed bars or Tor Bars | 3.22 | Qntl |  | 0
13 | 6.1 | Providing and laying in position specified grade of reinforced cement concrete, excluding the cost Of centerjng, shuttering, finishing and reinforcement- All work up to plinth level: (b) M20 or 1 :l/2:3 | 1.55 | Cum |  | 0
14 | 7.9 | Half brick masonry with common burnt clay (non modular) 1st class bricks in foundations and in plinth: Cement mortar 1 :4 | 1.13 | Sqm |  | 0
15 | 15.2 | 15 mm cement plaster on the rough side of single or half brick wall of mix: (a)1 :4 (1 cement: 4 fine sand) | 15.4 | Sqm |  | 0
16 | 11.15 | Steel work welded in built up sections /framed work including cutting, hoisting, fixing in position and applying a priming coat Of approved steel primer using structural steel etc. as required. | 54.94 | Kg |  | 0
17 | 16.12 | Applying priming coat : With ready mixed red oxide zinc chromate primer Of approved brand and manufacture on steel galvanised iron/ steel works | 1.62 | Sqm |  | 0
18 | 16.22 | Painting Steel work with Deluxe Multi Surface Paint to give an even shade. Two or more coat applied @ 0.90 ltr/10 sqm over an under coat of primer applied @ 0.80 ltr/10 sqm ofapproved brand and manufacture | 1.62 | Sqm |  | 0
Fencing :-
19 | 2.1 | Earthwork in excavation by manual means up to a depth of 2m below the existing ground level for foundation trenches of foundations, footings…... (a) All kinds of soil | 2.4 | Cum |  | 0
20 | 12.5 | Providing soling with stone/ best quality picked jhama brick, sand packed and laid to level…. (b/i) Stone soling of thickness 100mm | 4 | Sqm |  | 0
21 | 5.1 | Plain cement concrete works in foundation bed for footing steps, walls, brick works etc below plinth level…..........(b) 1 :3:6 | 0.98 | Cum |  | 0
22 | 4 | Centering and shutterlng lncludlng struttlng, propplng etc. and removal of form for all heights complcte and as directed by Engineer in charge.
23 | 4.1 | Foundations, footings, bases of columns, etc. for mass concrete | 10.88 | Sqm |  | 0
24 | 19.11 | Providing and fixing G.I. chain link fabric fencing of required width in mesh size 25x25 mm made Of G.I. wire of dia. 3 mm including strengthening with 2 mm dia. wire or nuts, bolts and washers as required complcte as per the direction Of Engineer-in-charge. | 16 | Sqm |  | 0
25 | 11.15 | Steel work welded in built up sections/framed work including cutting, hoisting, fixing in position and applying a priming coat Of approved steel primer using structural steel etc. as required. | 134.89 | Kg |  | 0
26 | 16.12 | Applying priming coat : With ready mixed red oxide zinc chromate primer Of approved brand and manufacture on steel galvanised iron/ steel works | 32 | Sqm |  | 0
27 | 16.22 | Painting Steel work with Deluxe Multi Surface Paint to give an even shade. Two or more coat applied @ 0.90 ltr/10 sqm over an under coat of primer applied @ 0.80 ltr/10 sqm ofapproved brand and manufacture | 32 | Sqm |  | 0
Sub-Total in Figures | [5 empty] | 0
Name of Work: Construction of Sharp Pit
1 | 2.1 | Earthwork in excavation by manual means up to a depth of 2m below the existing ground level for foundation trenches of foundations, footings…... (a) All kinds of soil | 17.52 | Cum |  | 0
2 | 2.6 | Earthwork in filling (excluding rock) in trenches, plinth, sides of foundation etc ,…........ (a) With available excavated earth | 4.5 | Cum |  | 0
3 | 2.3 | Extra over item no. 2.1 and 2.2 above for each lm depth or part thereof beyond the initial depth of 2m…. | 2.29 | Cum |  | 0
4 | 2.8 | Disposal Of surplus earth/ unserviceable material from thework site including loading and unloading completo as directed. (a)First 5 KM | 13.02 | Cum |  | 0
5 | 12.5 | Providing soling with stone/ best quality picked jhama brick, sand packed and laid to level…. (b/i) Stone soling of thickness 100mm | 6.55 | Sqm |  | 0
6 | 5.1 | Plain cement concrete works in foundation bed for footing steps, walls, brick works etc below plinth level…..........(b) 1 :3:6 | 0.66 | Cum |  | 0
7 | 4 | Centering and shutterlng lncludlng struttlng, propplng etc. and removal of form for all heights complcte and as directed by Engineer in charge.
| 4.1 | Foundations, footings, bases of columns, etc. for mass concrete | 1.02 | Sqm |  | 0
| 4.4 | Lintels, beams, plinth beams, girders, bressumers and cantilevers | 1.42 | Sqm |  | 0
| 4.3 | Slabs, roofs, landings, balconies and access platform, shelves | 6.51 | Sqm |  | 0
8 | 6.11 | Supplying, fitting and fixing in position reinforcement bars up to lst floor level, conforming to relevant I.S. Code for RC.C. work…... (b)High Yield Strength Deformed bars or Tor Bars | 0.76 | Qntl |  | 0
9 | 6.1 | Providing and laying in position specified grade of reinforced cement concrete, excluding the cost Of centerjng, shuttering, finishing and reinforcement- All work up to plinth level: (b) M20 or 1 :l/2:3 | 0.72 | Cum |  | 0
10 | 7.2 | Brick work with common burnt clay modular lst class bricks in foundation and in plinth: | 5.1 | Cum |  | 0
11 | 15.2 | 15 mm cement plaster on the rough side of single or half brick wall of mix: (a)1 :4 (1 cement: 4 fine sand) | 37.49 | Sqm |  | 0
12 | 11.16 | Providing and fixing hand rail of approved size bywelding etc. to steel ladder railing, balcony railing, staircase railing and similar works, including applying priming coat of approvedsteel primer. (c ) G.I. pipes | 27.85 | Kg |  | 0
13 | 16.12 | Applying priming coat : With ready mixed red oxide zinc chromate primer Of approved brand and manufacture on steel galvanised iron/ steel works | 0.53 | Sqm |  | 0
18 | 16.22 | Painting Steel work with Deluxe Multi Surface Paint to give an even shade. Two or more coat applied @ 0.90 ltr/10 sqm over an under coat of primer applied @ 0.80 ltr/10 sqm ofapproved brand and manufacture | 0.53 | Sqm |  | 0
Fencing :-
19 | 2.1 | Earthwork in excavation by manual means up to a depth of 2m below the existing ground level for foundation trenches of foundations, footings…... (a) All kinds of soil | 2.4 | Cum |  | 0
20 | 12.5 | Providing soling with stone/ best quality picked jhama brick, sand packed and laid to level…. (b/i) Stone soling of thickness 100mm | 4 | Sqm |  | 0
21 | 5.1 | Plain cement concrete works in foundation bed for footing steps, walls, brick works etc below plinth level…..........(b) 1 :3:6 | 0.98 | Cum |  | 0
22 | 4 | Centering and shutterlng lncludlng struttlng, propplng etc. and removal of form for all heights complcte and as directed by Engineer in charge.
23 | 4.1 | Foundations, footings, bases of columns, etc. for mass concrete | 10.88 | Sqm |  | 0
24 | 19.11 | Providing and fixing G.I. chain link fabric fencing of required width in mesh size 25x25 mm made Of G.I. wire of dia. 3 mm including strengthening with 2 mm dia. wire or nuts, bolts and washers as required complcte as per the direction Of Engineer-in-charge. | 16 | Sqm |  | 0
25 | 11.15 | Steel work welded in built up sections/framed work including cutting, hoisting, fixing in position and applying a priming coat Of approved steel primer using structural steel etc. as required. | 134.69 | Kg |  | 0
26 | 16.12 | Applying priming coat : With ready mixed red oxide zinc chromate primer Of approved brand and manufacture on steel galvanised iron/ steel works | 32 | Sqm |  | 0
27 | 16.22 | Painting Steel work with Deluxe Multi Surface Paint to give an even shade. Two or more coat applied @ 0.90 ltr/10 sqm over an under coat of primer applied @ 0.80 ltr/10 sqm ofapproved brand and manufacture | 32 | Sqm |  | 0
Sub-Total in Figures | [5 empty] | 0
Name of Work: Construction Labour Room including Internal Water Supply and Inetrnal Electrification, and Septic Tank
1 | 2.1 | Earthwork in excavation by manual means up to a depth of 2m below the existing ground level….... (a) All kinds of soil | 50.67 | Cum |  | 0
2 | 2.6 | Earthwork in filling (excluding rock) in trenches, plinth, sides of foundation,…......... (a) With available excavated earth | 40.67 | Cum |  | 0
3 | 2.9 | Earth work in excavation by manuav mechanical means(Hydraulic excavator) over areas…........... (a)All kinds of soil | 70.52 | Cum |  | 0
4 | 2.8 | Disposal Of surplus earth/ unserviceable material from thework site including loading and unloading complete ….... (a)First 5 KM | 80.52 | Cum |  | 0
5 | 12.5 | Providing soling with stone/ best quality picked jhama brick, sand packed and laid to level…........ (b/i) Stone soling of thickness 100mm | 70.77 | Sqm |  | 0
6 | 5.1 | Plain cement concrete works in foundation bed for footing steps, walls, brick works etc below plinth level…................. (b) 1 :3:6 | 7.08 | Cum |  | 0
7 | 8.1 | Plandom rubble masonry with hard stone in foundation and plinth including levelling up with cement concrete 1:6:12…............. (a) Cement mortar 1 :6 | 7.69 | Cum |  | 0
8 | 4 | Centering and shuttering lncludlng strutting, propplng etc. and removal of form for all heights complete
|  | (4.1) Foundations, footings, bases of columns, etc. for mass concrete | 19.92 | Sqm |  | 0
|  | (4.4)Lintels, beams, plinth beams, girders, bressumers and cantilevers | 48.88 | Sqm |  | 0
|  | (4.5)Columns, Pillars, Piers, Abutments, Posts and struts | 25.2 | Sqm |  | 0
|  | (4.3)Slabs, roofs, landings, balconies and access platform, shelves | 56.45 | Sqm |  | 0
9 | 6.11 | Supplying, fitting and fixing in position reinforcement bars up to lst floor level, conforming to relevant I.S. Code for R.C.C. work…..... (b)High Yield Strength Deformed bars or Tor Bars | 24.04 | Qntl |  | 0
10 | 6.1 | Providing and laying in position specified grade of reinforced cement concrete,….......... (b) M20 or 1 :l/2:3 | 12.31 | Cum |  | 0
11 | 6.2 | Reinforced cement concrete work in walls (any thickness), including attached pilasters, buttresses, fillets, columns,pillars, posts and struts etc. above plinth level up to first floor level…...................... (b) M20 or 1 :l/2:3 | 9.9 | Cum |  | 0
12 | 12.2 | Providing and laying damp proof course with cement concretein prop 1 :11/2:3…....... (b)25mm thick | 7.11 | Sqm |  | 0
13 | 12.8 | Cement concrcte floor topping 1:1:2 (1 cement: 1 coarsesand: 2 stone aggregate) finished with a floating coat of neat cement, including cement slurry, complete. (b)20mm thick | 51.87 | Sqm |  | 0
14 | 7.1 | Half brick masonry with common burnt clay (non modular) lst class bricks in superstructure above plinth level up to first floor level,. (b) Cement mortar 1 :4 | 89.13 | Sqm |  | 0
15 | 7.2 | Brick work with common burnt clay modular lst class bricks in foundation and in plinth: (b)Cement Mortar 1 :6 | 0.28 | Cum |  | 0
16 | 15.2 | 15 mm cement plaster on the rough side of single or half brick wall of mix: (a)1 :4 (1 cement: 4 fine sand) | 243.19 | Sqm |  | 0
17 | 16.11 | Applying one coat of water thinnable cement primer of approved brand and manufacture on surfaces: Water thinnable cement primer | 243.19 | Sqm |  | 0
18 | 16.17 | Finishing walls with Premium Acrylic Smooth exterior paintwith Silicone additives of required shade, including scaffolding: New work ITwo or more coats | 114.29 | Sqm |  | 0
19 | 16.6 | Distempering with dry distemper of approved brand and manufacture (two or more coats) of required shade on new work…........ | 128.9 | Sqm |  | 0
20 | 12.41 | Providing and laying vitrified floor tiles in different sizes and conforming to ls:15622, of approved make, in all colours and shades laid on 20 mm thick cement mortar 1:4 (b) Size of tile 600x600 mm | 35.32 | Sqm |  | 0
21 | 9.27 | Providing polished VITRIFIED wall tiles of approved quality, size, shape and thickness not less than 8 mm on walls and skirting over cement mortar bed 10 mm thick in prop.1:3…... (b) Premium range | 65.57 | Sqm |  | 0
22 | 10.1 | Providing wood work in frames Of doors, windows, clerestory windows and other frames…. (c) With lst class Local wood (i) Pooma/ Hollock/ Gamari/ | 0.14 | Cum |  | 0
23 | 10.5 | Providing and fixing panelled or panelled and glazed shutters for doors, windows and clerestory windows ….. (c) With lst class Local wood Pooma/ Hollock/ Gamari/ and the like (i) 35 mm thick shutters | 5.04 | Sqm |  | 0
24 | 16.12 | Applying priming coat: (a)With ready mked pink or Grey primer Of approved brand and manufacture on wood work (hard and soft wood) | 6.44 | Sqm |  | 0
25 | 16.22 | Finishing with Deluxe Multi surface paint system for interiors and exteriors….....(b)Painting wood work with Deluxe Mufti Surface Paint of required shade. Two or more coats | 6.44 | Sqm |  | 0
26 | 24.1 | Providing and fixing aluminium work for doors, windows, ventilators and partitions with extruded built up standard tubular sections/appropriate Z sections and other sections of approved make…...... (a) For fixed portion (i)Anodised aluminium | 101.85 | Kg |  | 0
27 | 24.2 | Providing and fixing 12 mm thick pre-laminated particle board flat pressed three layer or graded wood particle board, in panelling fixed in aluminium doors, windows shutters and partition (b)Pre-laminated particle board with decorative lamination on both sides | 28.81 | Sqm |  | 0
28 | 24.3 | Providing and fixing glazing in aluminium door. window, ventilator shutters and partitions etc…. (b)With float glass panes of 4.0 mm thickness | 11.1 | Sqm |  | 0
29 | 24.4 | Providing and fixing double action hydraulic floor spring of approved brand and manufacture,…...... a) With stainless steel cover plate minimum 1.25 mm thickness | 3 | Each |  | 0
30 | 24.12 | Providing and fixing aluminium tubular handle bar 32 mm outer dia, 3.0 mm thick & 2100 mm long with SS screws etc. . (a)Anodized (AC 15) aluminium tubular handle bar | 6 | Each |  | 0
31 | 24.13 | Providing and fixing Brass 100 mm mortise latch and lock with 6 levers without pair of handles (best make of approved quality) for aluminium doors including necessary cutting and making good etc. complete. | 12 | Each |  | 0
32 | 11.22 | Providing, fitting and fixing steel windows (including ventilators) of standard rolled steel sections as per relevant I.S. Code,…........ (a) Openable | 6.84 | Sqm |  | 0
33 | 11.24 | Providing and fixing M.S. grills Of required pattern in trames Of windows, etc. with M.S. flats, square or round bars, etc…. (a)Fixed to steel windows by welding | 242.88 | Kg |  | 0
34 | 11.19 | Providing & fixing glass panes with putty and glazing clips in steel doors, windows, clerestory windows, all complete with (b) 4 mm thick | 6.84 | Sqm |  | 0
35 | 16.22 | Finishing with Deluxe Multi surface paint system for interiors and exteriors ,…(c)Painting Steel work with Deluxe Multi Surface Paint to give an even shade. Two or more coat | 9.09 | Sqm |  | 0
Plinth Protection :-
36 | 2.1 | Earthwork in excavation by manual means up to a depth of 2m below the existing ground level,….. (a) All kinds of soil | 18 | Cum |  | 0
37 | 12.4 | Making plinth protection 50mm thick of cement concrete 1:3:6(1 cement: 3 coarse sand: 6 graded stone aggregate 20 mm nominal size) over 75 mm thick bed of dry brick ballast 40 mm nominal size | 60 | Sqm |  | 0
38 | 12.5 | Providing soling with stone/ best quality picked jhama brick, sand packed and laid to level…........ (b/i) Stone soling of thickness 100mm | 50 | Sqm |  | 0
39 | 5.1 | Plain cement concrete works in foundation bed for footing steps, walls, brick works etc below plinth level…........ (b) 1 :3:6 | 3.75 | Cum |  | 0
40 | 4 | Centering and shutterlng lncludlng struttlng, propplng etc. and removal of form for all heights complcte (4.1) Foundations, footings, bases of columns, etc. for mass concrete | 20 | Sqm |  | 0
41 | 7.2 | Brick work with common burnt clay modular lst class bricks in foundation and in plinth: (b)Cement Mortar 1 :6 | 4.8 | Cum |  | 0
42 | 15.2 | 15 mm cement plaster on the rough side of single or half brick wall of mix: (a)1 :4 (1 cement: 4 fine sand) | 80 | Sqm |  | 0
Internal Sanitary and Plumbing :-
43 | 20.1 | Providing and fixing water closet squatting pan (Indian type W.C. pan) with 100 mm sand Cast Iron P or S trap, 10 litre low level white P.V.C. flushing cistern, including flush pipe…........ (a)White Vitreous china Orissa pattern W.C, pan of size 580x440 mm | 1 | Each |  | 0
44 | 20.2 | Providing and fixing a pair of white vitreous china foot rests of standard pattern for squatting pan water closet: (a)250xl 30x30 mm | 1 | Each |  | 0
45 | 20.7 | Providing and fixing wash basin with C.I. brackets, 15 mm C.P. brass pillar taps, 32 mm C.P. brass waste of standard patter,…......... (a)White Vitreous China Wash basin size 630x450 mm with a pair of 15 mm C.P. brass pillar taps | 1 | Each |  | 0
46 | 20.24 | providing and fixing G.I inlet connection for flush pipe connection with W.C Pan | 1 | Each |  | 0
47 | 20.32 | providing and fixing PVC waste pipe for sink or wash basin including PVC waste fitting complete. (a)semi-rigid pipe (ii)40mm dia | 1 | Each |  | 0
48 | 20.39 | providing and fixing soil, waste and vent pipe :- (a)100mm dia (i)sand cast iron S&S pipe as per IS:1729 | 10 | Rm |  | 0
49 | 21.16 | Providing and fixing brass bib cock of approved quality: (b) 20 mm nominal bore | 2 | Each |  | 0
50 | 21.46 | Providing and placing on terrace (at all floor levels) polyethylene water storage tank, ls:12701 marked, with cover and suitable locking arrangement,…......... (c) 1000 litre capacity | 1000 | Litre |  | 0
51 | 21.1 | Providing and fixing Chlorinated Polyvinyl Chloride (CPVC) pipes including all CPVC plain & brass threaded fittings, …....... (ix) 100mm diameter | 10 | Rm |  | 0
52 | 21.11 | Providing and fixing G.I. pipes complete with G.I. fittings and clamps, i/c cutting and making good the walls etc. Internal work - Exposed on wall (ii) 20 mm diameter nominal bore | 80 | Rm |  | 0
Internal Eletrification :-
53 | 1 | Wiring in looping system with copper PVC cable 250/440 volt grade of size 1.5 sqm of approved quality (a) Long Point (i) With Copper conductor | 10 | Each |  | 0
54 | 2 | Wiring as an item No. 1 complete to a light plug point when fixed elsewhere. (a) Long Point (i) With Copper conductor | 3 | Each |  | 0
55 | 4 | Wiring to a power plug as an item No. 1 above with 2 x 4mm (a) Long Point (i) With Copper conductor | 3 | Each |  | 0
56 | 9 | Drawing of Main and Sub- Main line with DGSD approved (b) With 2 x 4 mm² copper conductor (i) With Copper | 80 | m |  | 0
|  | (c) With 2 x 6 mm² copper conductor (i) With Copper | 120 | m |  | 0
57 | 51 | Supplying & fixing of Load Kontaket Miniature Circuit Breakers (MCBs). (b) 6 - 32 Amp SP MCB Capacity | 4 | Each |  | 0
58 | 53 | Supplying fitting & fixing of Load Kontaket Miniature Circuit Breakers Double Pole (Isolator) (b) 32 - 125 Amp TP Isolator | 1 | Each |  | 0
59 | 55 | Supplying fitting & fixing of Single opening Metal Enclosure MCB Distribution Box. (b) 4/6/8 Way | 2 | Each |  | 0
60 | 62 | Supplying fitting & fixing T5/T8/T9 etc Fluorescent tube light fitting complete | 6 | Each |  | 0
SEPTIC TANK & SOAK PIT :-
61 | 2.1 | Earthwork in excavation by manual means up to a depth of 2m below the existing ground level,…........ (a) All kinds of soil | 10.06 | Cum |  | 0
62 | 12.5 | Providing soling with stone/ best quality picked jhama brick, sand packed and laid to level…........ (b/i) Stone soling of thickness 100mm | 4.5 | Sqm |  | 0
63 | 5.1 | Plain cement concrete works in foundation bed for footing steps, walls, brick works etc below plinth level,…..... (b) 1 :3:6 | 0.45 | Cum |  | 0
64 | 4 | Centering and shutterlng lncludlng struttlng, propplng etc. and removal of form for all heights complcte,…........ (4.1) Foundations, footings, bases of columns, etc. for mass concrete | 0.9 | Sqm |  | 0
|  | (4.4)Lintels, beams, plinth beams, girders, bressumers and cantilevers | 1.08 | Sqm |  | 0
|  | (4.3)Slabs, roofs, landings, balconies and access platform, shelves | 5.4 | Sqm |  | 0
65 | 6.11 | Supplying, fitting and fixing in position reinforcement bars up to lst floor level, conforming to relevant I.S. Code for R.C.C. work.. (b)High Yield Strength Deformed bars or Tor Bars | 1.47 | Qntl |  | 0
66 | 6.1 | Providing and laying in position specified grade of reinforced cement concrete,….......... (b) M20 or 1 :l/2:3 | 1.18 | Cum |  | 0
67 | 7.2 | Brick work with common burnt clay modular lst class bricks in foundation and in plinth: (b)Cement Mortar 1 :6 | 4.69 | Cum |  | 0
68 | 15.2 | 15 mm cement plaster on the rough side of single or half brick wall of mix: (a)1 :4 (1 cement: 4 fine sand) | 45.78 | Sqm |  | 0
69 | 21.10 | Providing and fixing Chlorinated Polyvinyl Chloride (CPVC) pipe including all CPVC plain & brass threaded fittings, (ix) 100mm diameter | 9 | Rm |  | 0
70 | 22.30 | Making soak pit 2.5 in diameter 3,0 metre deep with 45x45cm dry brick honey comb shaft with bricks and S.W. drain pipe 100 mm diamcter,1.8 in long complete as per standard design. | 1 | Each |  | 0
Sub-Total in Figures | [5 empty] | 0
Total in Figures | [5 empty] | 0

## Rngad (hidden)
Sl.No | Item No. | Description of Items (With brief specification and reference to book of specification) | Quantity | Unit | Rates in INR (in figure) | Amount in INR
Name of Health Facilities: Rngad Sub-Centre
Name of Work: Improvement of Sub-Centre Building
1 | 10.2 | Providing dressed wood work in post walls, battens etc. (c) With lst class Local wood | 0.5 | m³ |  | 0
2 | 10.2 | Providing undressed wood work in roof truss, rafter, purlin etc. (c)With lst class Local wood | 1.7 | m³ |  | 0
3 | 13.1 | Prroviding corrugated galvanised iron sheet roofing of TATA etc., (c) 0.63 mm thick | 28 | m² |  | 0
4 | 13.4 | Providing glavd iron ridging of TAT etc. (b) 0.63mm thick | 11 | Rm |  | 0
5 | 14.1 | Providing and fixing insulating board ceiling Of approved quality with necessary nails etc. complete (a)Natural colour insulating board 12 mm thick | 48 | m² |  | 0
6 | 15.2 | 15mm thick cement plaster in single coat on fair side etc : in CM 1:4 | 17.51 | m² |  | 0
7 | 12.3 | plain cement concrete apron in prop 1:4:8 with 20 mm down graded coarse aggregate (b) 50 mm thick | 20 | m² |  | 0
8 | 11.22 | Providing, fitting and fixing steel windows (including ventilators) of standard rolled steel sections as per relevant I.S. Code., | 8.5 | m² |  | 0
9 | 10.49 | Providing barge board of size 200mm x 20mm including fitting and fixing etc (b) 1 st class Local timber | 24 | Rm |  | 0
10 | 11.19 | Providing & fixing glass panes with putty…. (a) 4.O mm thick glass panes | 4 | m² |  | 0
11 | 10.1 | Providing wood work in frames (Chowkats) of doors etc., (c) With lst class Local wood (i) Pooma/ Hollock/ Gamari/ and the like | 0.12 | m³ |  | 0
12 | 10.5 | Providing fitting and fixing full panelled doors etc. (a) with 1st class local wood (i)Pooma/ Hollock/ Gamari/ and the like (i) 35 mm thick shutters | 4 | m² |  | 0
13 | 16.12 | Providing priming coat over new wood and wood base surface etc | 14.3 | m² |  | 0
14 | 16.12 | Applying priming coat over new steel and other metal surface etc., | 14.2 | m² |  | 0
15 | 16.16 | Finishing walls with Acrylic smooth exterior paint of required shade, including scaffolding | 130 | m² |  | 0
16 | 16.6 | Distempering with dry distemper of approved brand etc., | 190 | m² |  | 0
17 | 16.22 | (b)Painting wood work with Deluxe Mufti Surface Paint of required shade | 67.6 | m² |  | 0
18 | 16.22 | (c)Painting Steel work with Deluxe Multi Surface Paint to give an even shade | 14.2 | m² |  | 0
19 | 16.14 | Finishing walls with water proofing cement paint of required shade:New work (Two or more coats applied @ 3,84 kg/10 sqm) | 53.81 | m² |  | 0
20 | 16.25 | Painting on G.S. sheet with synthetic enamel paint of approved brand (b)old work | 146.2 | m² |  | 0
Sub-Total in Figures | [5 empty] | 0
Name of Work: Construction of Deep Burial Pit
1 | 2.1 | Earthwork in excavation by manual means up to a depth of 2m below the existing ground level for foundation trenches of foundations, footings…... (a) All kinds of soil | 12.82 | Cum |  | 0
2 | 2.6 | Earthwork in filling (excluding rock) in trenches, plinth, sides of foundation etc ,…........ (a) With available excavated earth | 2.43 | Cum |  | 0
3 | 2.3 | Extra over item no. 2.1 and 2.2 above for each lm depth or part thereof beyond the initial depth of 2m…. | 0.65 | Cum |  | 0
4 | 2.8 | Disposal Of surplus earth/ unserviceable material from thework site including loading and unloading completo as directed. (a)First 5 KM | 10.39 | Cum |  | 0
5 | 12.5 | Providing soling with stone/ best quality picked jhama brick, sand packed and laid to level…. (b/i) Stone soling of thickness 100mm | 7.56 | Sqm |  | 0
6 | 5.1 | Plain cement concrete works in foundation bed for footing steps, walls, brick works etc below plinth level…..........(b) 1 :3:6 | 0.76 | Cum |  | 0
7 | 8.1 | Plandom rubble masonry with hard stone in foundation and plinth including levelling up with cement concrete 1:6:12 up to plinth level with: (a) Cement mortar 1 :6 | 3.24 | Cum |  | 0
8 | 4 | Centering and shutterlng lncludlng struttlng, propplng etc. and removal of form for all heights complcte and as directed by Engineer in charge.
9 | 4.1 | Foundations, footings, bases of columns, etc. for mass concrete | 2.16 | Sqm |  | 0
10 | 4.4 | Lintels, beams, plinth beams, girders, bressumers and cantilevers | 5.4 | Sqm |  | 0
11 | 4.3 | Slabs, roofs, landings, balconies and access platform, shelves | 9.88 | Sqm |  | 0
12 | 6.11 | Supplying, fitting and fixing in position reinforcement bars up to lst floor level, conforming to relevant I.S. Code for RC.C. work…... (b)High Yield Strength Deformed bars or Tor Bars | 3.22 | Qntl |  | 0
13 | 6.1 | Providing and laying in position specified grade of reinforced cement concrete, excluding the cost Of centerjng, shuttering, finishing and reinforcement- All work up to plinth level: (b) M20 or 1 :l/2:3 | 1.55 | Cum |  | 0
14 | 7.9 | Half brick masonry with common burnt clay (non modular) 1st class bricks in foundations and in plinth: Cement mortar 1 :4 | 1.13 | Sqm |  | 0
15 | 15.2 | 15 mm cement plaster on the rough side of single or half brick wall of mix: (a)1 :4 (1 cement: 4 fine sand) | 15.4 | Sqm |  | 0
16 | 11.15 | Steel work welded in built up sections /framed work including cutting, hoisting, fixing in position and applying a priming coat Of approved steel primer using structural steel etc. as required. | 54.94 | Kg |  | 0
17 | 16.12 | Applying priming coat : With ready mixed red oxide zinc chromate primer Of approved brand and manufacture on steel galvanised iron/ steel works | 1.62 | Sqm |  | 0
18 | 16.22 | Painting Steel work with Deluxe Multi Surface Paint to give an even shade. Two or more coat applied @ 0.90 ltr/10 sqm over an under coat of primer applied @ 0.80 ltr/10 sqm ofapproved brand and manufacture | 1.62 | Sqm |  | 0
Fencing :-
19 | 2.1 | Earthwork in excavation by manual means up to a depth of 2m below the existing ground level for foundation trenches of foundations, footings…... (a) All kinds of soil | 2.4 | Cum |  | 0
20 | 12.5 | Providing soling with stone/ best quality picked jhama brick, sand packed and laid to level…. (b/i) Stone soling of thickness 100mm | 4 | Sqm |  | 0
21 | 5.1 | Plain cement concrete works in foundation bed for footing steps, walls, brick works etc below plinth level…..........(b) 1 :3:6 | 0.98 | Cum |  | 0
22 | 4 | Centering and shutterlng lncludlng struttlng, propplng etc. and removal of form for all heights complcte and as directed by Engineer in charge.
23 | 4.1 | Foundations, footings, bases of columns, etc. for mass concrete | 10.88 | Sqm |  | 0
24 | 19.11 | Providing and fixing G.I. chain link fabric fencing of required width in mesh size 25x25 mm made Of G.I. wire of dia. 3 mm including strengthening with 2 mm dia. wire or nuts, bolts and washers as required complcte as per the direction Of Engineer-in-charge. | 16 | Sqm |  | 0
25 | 11.15 | Steel work welded in built up sections/framed work including cutting, hoisting, fixing in position and applying a priming coat Of approved steel primer using structural steel etc. as required. | 134.89 | Kg |  | 0
26 | 16.12 | Applying priming coat : With ready mixed red oxide zinc chromate primer Of approved brand and manufacture on steel galvanised iron/ steel works | 32 | Sqm |  | 0
27 | 16.22 | Painting Steel work with Deluxe Multi Surface Paint to give an even shade. Two or more coat applied @ 0.90 ltr/10 sqm over an under coat of primer applied @ 0.80 ltr/10 sqm ofapproved brand and manufacture | 32 | Sqm |  | 0
Sub-Total in Figures | [5 empty] | 0
Name of Work: Construction of Sharp Pit
1 | 2.1 | Earthwork in excavation by manual means up to a depth of 2m below the existing ground level for foundation trenches of foundations, footings…... (a) All kinds of soil | 13.31 | Cum |  | 0
2 | 2.6 | Earthwork in filling (excluding rock) in trenches, plinth, sides of foundation etc ,…........ (a) With available excavated earth | 3.8 | Cum |  | 0
3 | 2.3 | Extra over item no. 2.1 and 2.2 above for each lm depth or part thereof beyond the initial depth of 2m…. | 1.21 | Cum |  | 0
4 | 2.8 | Disposal Of surplus earth/ unserviceable material from thework site including loading and unloading completo as directed. (a)First 5 KM | 9.51 | Cum |  | 0
5 | 12.5 | Providing soling with stone/ best quality picked jhama brick, sand packed and laid to level…. (b/i) Stone soling of thickness 100mm | 5.11 | Sqm |  | 0
6 | 5.1 | Plain cement concrete works in foundation bed for footing steps, walls, brick works etc below plinth level…..........(b) 1 :3:6 | 0.51 | Cum |  | 0
7 | 4 | Centering and shutterlng lncludlng struttlng, propplng etc. and removal of form for all heights complcte and as directed by Engineer in charge.
| 4.1 | Foundations, footings, bases of columns, etc. for mass concrete | 0.9 | Sqm |  | 0
| 4.4 | Lintels, beams, plinth beams, girders, bressumers and cantilevers | 1.24 | Sqm |  | 0
| 4.3 | Slabs, roofs, landings, balconies and access platform, shelves | 5.06 | Sqm |  | 0
8 | 6.11 | Supplying, fitting and fixing in position reinforcement bars up to lst floor level, conforming to relevant I.S. Code for RC.C. work…... (b)High Yield Strength Deformed bars or Tor Bars | 0.56 | Qntl |  | 0
9 | 6.1 | Providing and laying in position specified grade of reinforced cement concrete, excluding the cost Of centerjng, shuttering, finishing and reinforcement- All work up to plinth level: (b) M20 or 1 :l/2:3 | 0.56 | Cum |  | 0
10 | 7.2 | Brick work with common burnt clay modular lst class bricks in foundation and in plinth: | 4.41 | Cum |  | 0
11 | 15.2 | 15 mm cement plaster on the rough side of single or half brick wall of mix: (a)1 :4 (1 cement: 4 fine sand) | 29.82 | Sqm |  | 0
12 | 11.16 | Providing and fixing hand rail of approved size bywelding etc. to steel ladder railing, balcony railing, staircase railing and similar works, including applying priming coat of approvedsteel primer. (c ) G.I. pipes | 27.85 | Kg |  | 0
13 | 16.12 | Applying priming coat : With ready mixed red oxide zinc chromate primer Of approved brand and manufacture on steel galvanised iron/ steel works | 0.53 | Sqm |  | 0
18 | 16.22 | Painting Steel work with Deluxe Multi Surface Paint to give an even shade. Two or more coat applied @ 0.90 ltr/10 sqm over an under coat of primer applied @ 0.80 ltr/10 sqm ofapproved brand and manufacture | 0.53 | Sqm |  | 0
Fencing :-
19 | 2.1 | Earthwork in excavation by manual means up to a depth of 2m below the existing ground level for foundation trenches of foundations, footings…... (a) All kinds of soil | 2.4 | Cum |  | 0
20 | 12.5 | Providing soling with stone/ best quality picked jhama brick, sand packed and laid to level…. (b/i) Stone soling of thickness 100mm | 4 | Sqm |  | 0
21 | 5.1 | Plain cement concrete works in foundation bed for footing steps, walls, brick works etc below plinth level…..........(b) 1 :3:6 | 0.98 | Cum |  | 0
22 | 4 | Centering and shutterlng lncludlng struttlng, propplng etc. and removal of form for all heights complcte and as directed by Engineer in charge.
23 | 4.1 | Foundations, footings, bases of columns, etc. for mass concrete | 10.88 | Sqm |  | 0
24 | 19.11 | Providing and fixing G.I. chain link fabric fencing of required width in mesh size 25x25 mm made Of G.I. wire of dia. 3 mm including strengthening with 2 mm dia. wire or nuts, bolts and washers as required complcte as per the direction Of Engineer-in-charge. | 16 | Sqm |  | 0
25 | 11.15 | Steel work welded in built up sections/framed work including cutting, hoisting, fixing in position and applying a priming coat Of approved steel primer using structural steel etc. as required. | 134.79 | Kg |  | 0
26 | 16.12 | Applying priming coat : With ready mixed red oxide zinc chromate primer Of approved brand and manufacture on steel galvanised iron/ steel works | 32 | Sqm |  | 0
27 | 16.22 | Painting Steel work with Deluxe Multi Surface Paint to give an even shade. Two or more coat applied @ 0.90 ltr/10 sqm over an under coat of primer applied @ 0.80 ltr/10 sqm ofapproved brand and manufacture | 32 | Sqm |  | 0
Sub-Total in Figures | [5 empty] | 0
Total in Figures | [5 empty] | 0

## Macros
Please Enable Macros to View BoQ information